## Full Ecom Assortment
Item | Product Type | Product Family (Web) | Invoicing Description
GXT5-1000LVRT2UXL | 1 Phase UPS | Vertiv™ Liebert® GXT5 UPS, 500-3000VA 120V UPS | GXT5 1000VA 120V UPS
GXT5-10KHVRT5UXLN | 1 Phase UPS | Vertiv™ Liebert® GXT5 UPS, 3,000-20,000VA 208VAC UPS | 10000VA/10000W, 5U, 208VAC, L-L-G
GXT5-10KMVRT6UXLN | 1 Phase UPS | Vertiv™ Liebert® GXT5 UPS, 3,000-20,000VA 208VAC UPS | 10000VA/10000W, 6U, 120/208VAC, L-L-N-G
GXT5-1500LVRT2UXL | 1 Phase UPS | Vertiv™ Liebert® GXT5 UPS, 500-3000VA 120V UPS | GXT5 1500VA 120V UPS
GXT5-2000LVRT2UXL | 1 Phase UPS | Vertiv™ Liebert® GXT5 UPS, 500-3000VA 120V UPS | GXT5 2000VA 120V UPS
GXT5-3000LVRT2UXL | 1 Phase UPS | Vertiv™ Liebert® GXT5 UPS, 500-3000VA 120V UPS | GXT5 3000VA 120V UPS
GXT5-3KL620RT2UXL | 1 Phase UPS | Vertiv™ Liebert® GXT5 UPS, 3,000-20,000VA 208VAC UPS | 3000VA/2700W, 2U, 208VAC, L6-20P
GXT5-3KL630RT2UXL | 1 Phase UPS | Vertiv™ Liebert® GXT5 UPS, 3,000-20,000VA 208VAC UPS | 3000VA/3000W, 2U, 208VAC, L6-30P
GXT5-5000HVRT5UXLN | 1 Phase UPS | Vertiv™ Liebert® GXT5 UPS, 3,000-20,000VA 208VAC UPS | 5000VA/5000W, 5U, 208VAC, L-L-G
GXT5-5000MVRT4UXLN | 1 Phase UPS | Vertiv™ Liebert® GXT5 UPS, 3,000-20,000VA 208VAC UPS | 5000VA/5000W, 4U, 120/208VAC, L-L-N-G
GXT5-500LVRT2UXL | 1 Phase UPS | Vertiv™ Liebert® GXT5 UPS, 500-3000VA 120V UPS | GXT5 500VA 120V UPS
GXT5-6000MVRT4UXLN | 1 Phase UPS | Vertiv™ Liebert® GXT5 UPS, 3,000-20,000VA 208VAC UPS | 6000VA/6000W, 4U, 120/208VAC, L-L-N-G
GXT5-6KL630RT5UXLN | 1 Phase UPS | Vertiv™ Liebert® GXT5 UPS, 3,000-20,000VA 208VAC UPS | 4900VA/4600W, 5U, 208VAC, L6-30P
GXT5-8000HVRT5UXLN | 1 Phase UPS | Vertiv™ Liebert® GXT5 UPS, 3,000-20,000VA 208VAC UPS | 8000VA/8000W, 5U, 208VAC, L-L-G
GXT5-8000MVRT6UXLN | 1 Phase UPS | Vertiv™ Liebert® GXT5 UPS, 3,000-20,000VA 208VAC UPS | 8000VA/8000W, 6U, 120/208VAC, L-L-N-G
GXT5-EBC144VRT2U | 1 Phase UPS | Vertiv™ Liebert® GXT5 UPS, 3,000-20,000VA 208VAC UPS | GXT5 144V External Battery Cabinet
GXT5-EBC288VRT4U | 1 Phase UPS | Vertiv™ Liebert® GXT5 UPS, 3,000-20,000VA 208VAC UPS | GXT5 288V External Battery cabinet
GXT5-EBC48VRT2U | 1 Phase UPS | Vertiv™ Liebert® GXT5 UPS, 500-3000VA 120V UPS | GXT5 48V External Battery cabinet
GXT5-EBC72VRT2U | 1 Phase UPS | Vertiv™ Liebert® GXT5 UPS, 500-3000VA 120V UPS | GXT5 72V External Battery cabinet
GXT5LI-1000LVRT2UXL | 1 Phase UPS | Vertiv™ Liebert® GXT5 Lithium-Ion UPS 1000 - 3000 VA, 120V | GXT5 Lithium-Ion 1000VA UPS, 120VAC, 2U Rack/Tower
GXT5LI-1000LVRT2UXLN | 1 Phase UPS | Vertiv™ Liebert® GXT5 Lithium-Ion UPS 1000 - 3000 VA, 120V | GXT5 Lithium-Ion 1000VA UPS, 120VAC, 2U Rack/Tower, SNMP Card
GXT5LI-1500LVRT2UXL | 1 Phase UPS | Vertiv™ Liebert® GXT5 Lithium-Ion UPS 1000 - 3000 VA, 120V | GXT5 Lithium-Ion 1500VA UPS, 120VAC, 2U Rack/Tower
GXT5LI-1500LVRT2UXLN | 1 Phase UPS | Vertiv™ Liebert® GXT5 Lithium-Ion UPS 1000 - 3000 VA, 120V | GXT5 Lithium-Ion 1500VA UPS, 120VAC, 2U Rack/Tower, SNMP Card
GXT5LI-2000LVRT2UXL | 1 Phase UPS | Vertiv™ Liebert® GXT5 Lithium-Ion UPS 1000 - 3000 VA, 120V | GXT5 Lithium-Ion 2000VA UPS, 120VAC, 2U Rack/Tower
GXT5LI-2000LVRT2UXLN | 1 Phase UPS | Vertiv™ Liebert® GXT5 Lithium-Ion UPS 1000 - 3000 VA, 120V | GXT5 Lithium-Ion 2000VA UPS, 120VAC, 2U Rack/Tower, SNMP Card
GXT5LI-3000LVRT2UXL | 1 Phase UPS | Vertiv™ Liebert® GXT5 Lithium-Ion UPS 1000 - 3000 VA, 120V | GXT5 Lithium-Ion 3000VA UPS, 120VAC, 2U Rack/Tower
GXT5LI-3000LVRT2UXLN | 1 Phase UPS | Vertiv™ Liebert® GXT5 Lithium-Ion UPS 1000 - 3000 VA, 120V | GXT5 Lithium-Ion 3000VA UPS, 120VAC, 2U Rack/Tower, SNMP Card
MP2-115A | 1 Phase UPS | Liebert® MicroPOD Maintenance Bypass and Output Distribution Accessory | 2U MicroPod Maintenance Bypass for Liebert PSI 1000 and 1440VA, 120V UPS, PSA 350, 500 650 and 1000VA, 120V UPS and Liebert GXT 700, 1000 and 1500VA, 120V UPS
MP2-120C | 1 Phase UPS | Liebert® MicroPOD Maintenance Bypass and Output Distribution Accessory | 2U MicroPod Maintenance Bypass for Liebert GXT 2000VA, 120V UPS
MP2-130C | 1 Phase UPS | Liebert® MicroPOD Maintenance Bypass and Output Distribution Accessory | 2U MicroPod Maintenance Bypass for Liebert PSI and Liebert GXT 3000VA, 120V UPS
MP2-220N | 1 Phase UPS | Liebert® MicroPOD Maintenance Bypass and Output Distribution Accessory | 2U MicroPod Maintenance Bypass for Liebert GXT 2700VA, 208V UPS
PD2-101 | 1 Phase UPS | Vertiv™ Liebert® GXT POD | GXT3 8/10kVA POD, Output Distribution, 208/120, (2) L6-30 (8) 5-20R
PD2-103 | 1 Phase UPS | Vertiv™ Liebert® GXT POD | GXT3 8/10kVA POD, Output Distribution, 208V/120V, (4) 5-20R, (4) L6-30R
PD2-104 | 1 Phase UPS | Vertiv™ Liebert® GXT POD | GXT3 8/10kVA POD, Output Distribution, 208V/120V, (4) 5-20R, (2) L6-30R, (2) L6-20R
PD5-001 | 1 Phase UPS | Vertiv™ Liebert® GXT5 PD5 POD | L14-30P input, with (1) L6-30R, (1) L14-30R, (4) 5-15/20R T-slot Output receptacles
PD5-002 | 1 Phase UPS | Vertiv™ Liebert® GXT5 PD5 POD | L14-30P input, with (2) L6-20R, (2) 5-15/20R T-slot Output receptacles
PD5-003 | 1 Phase UPS | Vertiv™ Liebert® GXT5 PD5 POD | L14-30P input, with (2) L6-30R, (4) 5-15/20R T-slot Output receptacles
PD5-004 | 1 Phase UPS | Vertiv™ Liebert® GXT5 PD5 POD | L14-30P input, with (4) L5-20R, (2) L5-30R Output receptacles
PD5-005 | 1 Phase UPS | Vertiv™ Liebert® GXT5 PD5 POD | L14-30P Input, with (4) L5-20R, (2) L6-30R Output receptacles
PD5-006 | 1 Phase UPS | Vertiv™ Liebert® GXT5 PD5 POD | L14-30P Input, with (4) L6-20R Output receptacles
PD5-201 | 1 Phase UPS | Vertiv™ Liebert® GXT5 PD5 POD | Vertiv GXT5 5kVA HV Maintenance Bypass and Output Power Distribution Accessory
PD5-202 | 1 Phase UPS | Vertiv™ Liebert® GXT5 PD5 POD | Vertiv GXT5 8/10kVA HV Maintenance Bypass and Output Power Distribution Accessory
PSA5-1000MT120 | 1 Phase UPS | Vertiv™ Liebert® PSA5 UPS | PSA5 1000VA 600W LCD Tower UPS
PSA5-1500MT120 | 1 Phase UPS | Vertiv™ Liebert® PSA5 UPS | PSA5 1500VA 900W LCD Tower UPS
PSA5-500MT120 | 1 Phase UPS | Vertiv™ Liebert® PSA5 UPS | PSA5 500VA 300W LCD Tower UPS
PSA5-700MT120 | 1 Phase UPS | Vertiv™ Liebert® PSA5 UPS | PSA5 700VA 420W LCD Tower UPS
PSI5-1000RM1201U | 1 Phase UPS | Vertiv™ Liebert® PSI5 UPS, 750-5,000VA Line Interactive AVR, Mini Tower, 1U and 2U Rack/Tower | Vertiv Liebert PSI5 1000 900W, 120VAC, 1U Rack Mount
PSI5-1100RT120 | 1 Phase UPS | Vertiv™ Liebert® PSI5 UPS, 750-5,000VA Line Interactive AVR, Mini Tower, 1U and 2U Rack/Tower | Vertiv Liebert PSI5 1100 990W, 120VAC, Rack-tower
PSI5-1500MT120 | 1 Phase UPS | Vertiv™ Liebert® PSI5 UPS, 750-5,000VA Line Interactive AVR, Mini Tower, 1U and 2U Rack/Tower | Vertiv Liebert PSI5 1500 1350W, 120VAC, Mini Tower
PSI5-1500MT120LI | 1 Phase UPS | Vertiv™ Liebert® PSI5 Lithium-Ion UPS | Vertiv Liebert PSI5 Lithium-Ion UPS 1500VA/1350W 120V AVR Mini Tower
PSI5-1500RM1201U | 1 Phase UPS | Vertiv™ Liebert® PSI5 UPS, 750-5,000VA Line Interactive AVR, Mini Tower, 1U and 2U Rack/Tower | Vertiv Liebert PSI5 1500 1350W, 120VAC, 1U Rack Mount
PSI5-1500RT120 | 1 Phase UPS | Vertiv™ Liebert® PSI5 UPS, 750-5,000VA Line Interactive AVR, Mini Tower, 1U and 2U Rack/Tower | Vertiv Liebert PSI5 1500 1350W, 120VAC, Rack-tower
PSI5-1500RT120LI | 1 Phase UPS | Vertiv™ Liebert® PSI5 Lithium-Ion UPS | Liebert PSI5 Lithium-Ion 1500VA PSI5 Lithium-Ion UPS, 1500VA, 1350W
PSI5-1500RT120TAA | 1 Phase UPS | Vertiv™ Liebert® PSI5 UPS, TAA-Compliant, 1,500-3,000VA Line Interactive with AVR, 2U Rack/Tower | Vertiv Liebert PSI5 1500 1350W, 120VAC, Rack-tower - TAA
PSI5-2200RT120 | 1 Phase UPS | Vertiv™ Liebert® PSI5 UPS, 750-5,000VA Line Interactive AVR, Mini Tower, 1U and 2U Rack/Tower | Vertiv Liebert PSI5 2200 1920W, 120VAC, Rack-tower
PSI5-2200RT120LI | 1 Phase UPS | Vertiv™ Liebert® PSI5 Lithium-Ion UPS | Vertiv Liebert PSI5 Lithium-Ion UPS 1920VA/1920W 120V AVR Rack/Tower
PSI5-2200RT120LIN | 1 Phase UPS | Vertiv™ Liebert® PSI5 Lithium-Ion UPS | Vertiv Liebert PSI5 Lithium-Ion UPS 1920VA/1920W AVR Rack with SNMP Card
PSI5-2200RT120TAA | 1 Phase UPS | Vertiv™ Liebert® PSI5 UPS, TAA-Compliant, 1,500-3,000VA Line Interactive with AVR, 2U Rack/Tower | Vertiv Liebert PSI5 2200 1920W, 120VAC, Rack-tower - TAA
PSI5-24VBATT | 1 Phase UPS | Vertiv™ Liebert® PSI5 UPS, 750-5,000VA Line Interactive AVR, Mini Tower, 1U and 2U Rack/Tower | Vertiv Liebert PSI5 24V External Battery Cabinet
PSI5-3000RT120 | 1 Phase UPS | Vertiv™ Liebert® PSI5 UPS, 750-5,000VA Line Interactive AVR, Mini Tower, 1U and 2U Rack/Tower | Vertiv Liebert PSI5 3000 2700W, 120VAC, Rack-tower
PSI5-3000RT120LI | 1 Phase UPS | Vertiv™ Liebert® PSI5 Lithium-Ion UPS | Liebert PSI5 Lithium-Ion 3000VA PSI5 Lithium-Ion UPS, 3000VA, 2700W
PSI5-3000SRT120LI | 1 Phase UPS | Vertiv™ Liebert® PSI5 Lithium-Ion UPS | Liebert PSI5 Lithium-Ion 3000VA Short Depth 3U Rack/Tower UPS 120V
PSI5-48VBATTTAA | 1 Phase UPS | Vertiv™ Liebert® PSI5 UPS, TAA-Compliant, 1,500-3,000VA Line Interactive with AVR, 2U Rack/Tower | Vertiv Liebert PSI5 48V External Battery Cabinet - TAA
PSI5-72VBATT | 1 Phase UPS | Vertiv™ Liebert® PSI5 UPS, 750-5,000VA Line Interactive AVR, Mini Tower, 1U and 2U Rack/Tower | Vertiv Liebert PSI5 72V External Battery Cabinet
PSI5-750MT120 | 1 Phase UPS | Vertiv™ Liebert® PSI5 UPS, 750-5,000VA Line Interactive AVR, Mini Tower, 1U and 2U Rack/Tower | Vertiv Liebert PSI5 750 675W, 120VAC, Mini Tower
PSI5-800RT120 | 1 Phase UPS | Vertiv™ Liebert® PSI5 UPS, 750-5,000VA Line Interactive AVR, Mini Tower, 1U and 2U Rack/Tower | Vertiv Liebert PSI5 800 720W, 120VAC, Rack-tower
PST5-350MT120 | 1 Phase UPS | Vertiv™ Liebert® PST5 UPS | PST5 350VA 200W Battery Backup
PST5-500MT120 | 1 Phase UPS | Vertiv™ Liebert® PST5 UPS | PST5 500VA 300W Battery Backup
PST5-660MT120 | 1 Phase UPS | Vertiv™ Liebert® PST5 UPS | PST5 660VA 400W Battery Backup
PST5-850MT120 | 1 Phase UPS | Vertiv™ Liebert® PST5 UPS | PST5 850VA 500W Battery Backup
TDU-3500RTL620 | 1 Phase UPS | Liebert® TDU | Liebert TDU 2U Rack Mount Stepdown Transformer, (8) 5-15/20R, (2) L5-20R
TDU-4000RTL630 | 1 Phase UPS | Liebert® TDU | Liebert TDU 2U Rack Mount Stepdown Transformer, (8) 5-15/20R, (2) L5-20R
TDU-6000RTL630 | 1 Phase UPS | Liebert® TDU | Liebert TDU 2U Rack Mount Stepdown Transformer, (8) 5-15/20R, (2) L5-30R
A2D-10 | Digital Ecosystem | Vertiv™ Geist™ Analog-to-Digital Converter | Analog to digital converter providing the ability to connect a dry contact or 0-10V sensor to an RJ12 sensor port. Includes a 10ft / 3m cable.
GT3HD | Digital Ecosystem | Vertiv™ Geist™ Temperature x3, Humidity, Dew Point Sensor | Temperature, humidity, and dew point sensor with dual inputs for included 3ft / .9m and 6ft / 1.8m temperature sensors for monitoring top, middle, and bottom of a rack/cabinet. Includes 10ft / 3.1m cable.
IS-UNITY-DP | Digital Ecosystem | Vertiv™ Liebert® IntelliSlot Unity Communications Card | IntelliSlot Unity Card provides 2 selected SNMP, Modbus IP/485 and BACnet IP connections supporting Liebert APM, Liebert APS, Liebert CRV, Liebert DSE, Liebert HPC, Liebert HPM, Liebert NXC, Liebert NXL, Liebert NXR, Liebert XDC (iCOM Control), Liebert XDP (iCOM Control) iCOM Firmware PA1.04.033.STD or later supporting Liebert Challenger, Liebert CW, Liebert DS, Liebert Deluxe System/3, Liebert PeX
IS-UNITY-SNMP | Digital Ecosystem | Vertiv™ Liebert® IntelliSlot Unity Communications Card | NETWORK INTERFACE CARD
RDPS | Digital Ecosystem | Vertiv™ Geist™ Remote Door Position Sensor | Magnetic normally-closed dry-contact sensor used to monitor remote door position. Includes 30ft / 9.1m cable.
RDU101 | Digital Ecosystem | Vertiv™ Liebert® Intellislot RDU101 Communications Card | SNMP/Webcard for communications with environmental sensor support
RTAFHD3-50 | Digital Ecosystem | Vertiv™ Geist™ Temperature, Humidity, Dew Point, Airflow Sensor | Temperature, airflow, humidity, and dew Point sensor. Includes 50ft / 15.2m cable.
SRT-12 | Digital Ecosystem | Vertiv™ Geist™ Temperature Sensor | Temperature sensor used to monitor temperature in critical environments. Includes a 12ft / 3.6m cable.
SRT-20 | Digital Ecosystem | Vertiv™ Geist™ Temperature Sensor | Temperature sensor used to monitor temperature in critical environments. Includes a 20ft / 6.1m cable.
WATCHDOG 15-P | Digital Ecosystem | Vertiv™ Geist™ Environmental Monitors | Environmental Monitor, on-board temperature, humidity and dew-point sensors, capacity to add 4 additional external sensors, built-in PoE, US power supply
VRCS3300-120V | Edge Thermal | Vertiv™ VRC-S Edge-Ready Micro Data Center System | Vertiv VRC-S, enclosed rack integrated with 3.5kW of cooling, rPDU, and Monitoring
VRCS3300-208V | Edge Thermal | Vertiv™ VRC-S Edge-Ready Micro Data Center System | Vertiv VRC-S, enclosed rack integrated with 3.5kW of cooling, rPDU, and Monitoring
VRCS3307-120V | Edge Thermal | Vertiv™ VRC-S Edge-Ready Micro Data Center System | Vertiv VRC-S, enclosed rack integrated with 3.5kW of cooling, rPDU, and Monitoring
VRCS3307-208V | Edge Thermal | Vertiv™ VRC-S Edge-Ready Micro Data Center System | Vertiv VRC-S, enclosed rack integrated with 3.5kW of cooling, rPDU, and Monitoring
VRCS3350-120V | Edge Thermal | Vertiv™ VRC-S Edge-Ready Micro Data Center System | Vertiv VRC-S, enclosed rack integrated with 3.5kW of cooling, rPDU, and Monitoring
VRCS3350-208V | Edge Thermal | Vertiv™ VRC-S Edge-Ready Micro Data Center System | Vertiv VRC-S, enclosed rack integrated with 3.5kW of cooling, rPDU, and Monitoring
VRCS3357-120V | Edge Thermal | Vertiv™ VRC-S Edge-Ready Micro Data Center System | Vertiv VRC-S, enclosed rack integrated with 3.5kW of cooling, rPDU, and Monitoring
VRCS3357-208V | Edge Thermal | Vertiv™ VRC-S Edge-Ready Micro Data Center System | Vertiv VRC-S, enclosed rack integrated with 3.5kW of cooling, rPDU, and Monitoring
ACS8008-LN-DAC-400 | IT Systems | Vertiv™ Avocent® ACS 8000 Serial Consoles | 8 Port ACS8000, 4G/LTE NA, Dual AC, TAA
ACS8008MDAC-400 | IT Systems | Vertiv™ Avocent® ACS 8000 Serial Consoles | 8-Port ACS8000 Console System with dual AC Power Supply and Analog Modem
ACS8008-NA-DAC-400 | IT Systems | Vertiv™ Avocent® ACS 8000 Serial Consoles | 8 Port ACS8000, 4G/LTE NA2, DualAC, TAA
ACS8016DAC-400 | IT Systems | Vertiv™ Avocent® ACS 8000 Serial Consoles | 16-Port ACS8000 Console System with dual AC Power Supply
ACS8016-LN-DAC-400 | IT Systems | Vertiv™ Avocent® ACS 8000 Serial Consoles | 16 Port ACS8000, 4G/LTE NA, Dual AC, TAA
ACS8016MDAC-400 | IT Systems | Vertiv™ Avocent® ACS 8000 Serial Consoles | 16-Port ACS8000 Console System with dual AC Power Supply and Analog Modem
ACS8016-NA-DAC-400 | IT Systems | Vertiv™ Avocent® ACS 8000 Serial Consoles | 16 Port ACS8000, 4G/LTE NA2, DualAC, TAA
ACS8032-LN-DAC-400 | IT Systems | Vertiv™ Avocent® ACS 8000 Serial Consoles | 32 Port ACS8000, 4G/LTE NA, Dual AC, TAA
ACS8032MDAC-400 | IT Systems | Vertiv™ Avocent® ACS 8000 Serial Consoles | 32-Port ACS8000 Console System with dual AC Power Supply and Analog Modem
ACS8032-NA-DAC-400 | IT Systems | Vertiv™ Avocent® ACS 8000 Serial Consoles | 32 Port ACS8000, 4G/LTE NA2, DualAC, TAA
ACS8048DAC-400 | IT Systems | Vertiv™ Avocent® ACS 8000 Serial Consoles | 48-Port ACS8000 Console System with dual AC Power Supply
ACS8048-LN-DAC-400 | IT Systems | Vertiv™ Avocent® ACS 8000 Serial Consoles | 48 Port ACS8000, 4G/LTE NA, Dual AC, TAA
ACS8048MDAC-400 | IT Systems | Vertiv™ Avocent® ACS 8000 Serial Consoles | 48-Port ACS8000 Console System with dual AC Power Supply and Analog Modem
ACS8048-NA-DAC-400 | IT Systems | Vertiv™ Avocent® ACS 8000 Serial Consoles | 48 Port ACS8000, 4G/LTE NA2, DualAC, TAA
ACS804MEAC-400 | IT Systems | Vertiv™ Avocent® ACS 8000 Serial Consoles | 4-Port ACS800 Serial Console with analog modem, external AC/DC Power Brick - Global Datacenter PDU Power Cord
ADX-HDMI-400 | IT Systems | Vertiv™ Avocent® ADX Ecosystem | Vertiv Avocent ADX 4K HDMI Adapter
ADX-IPIQ-400 | IT Systems | Vertiv™ Avocent® ADX Ecosystem | Vertiv Avocent ADX IPIQ IP KVM device
ADX-IPUHD-400 | IT Systems | Vertiv™ Avocent® ADX Ecosystem | Vertiv Avocent ADX IPUHD 4K IP KVM device
ADX-MP1000DAC-400 | IT Systems | Vertiv™ Avocent® ADX Ecosystem | Vertiv Avocent ADX Management Platform
ADX-RM1048PDAC-400 | IT Systems | Vertiv™ Avocent® ADX Ecosystem | Vertiv Avocent ADX Rack Manager, 48 PoE Ports
AV3108-400 | IT Systems | Avocent AV 3000 Series KVM over IP Switching Solutions | 8 port AutoView KVM with 1 local and 1 remote users, VM and CAC, TAA
AV3216-400 | IT Systems | Avocent AV 3000 Series KVM over IP Switching Solutions | 16 port AutoView KVM with 2 local and 1 remote users, VM and CAC, TAA
HMX5100R-001 | IT Systems | Avocent HMX 5000 High Performance KVM Systems | HMX RX single DVI-D, USB, audio, SFP
HMX5100T-001 | IT Systems | Avocent HMX 5000 High Performance KVM Systems | HMX TX single DVI-D, USB, audio, SFP
HMX5150T-DP | IT Systems | Avocent HMX 5000 High Performance KVM Systems | HMXTX SNGL DP,USB,Audio, Zero U
HMX5150T-VGA | IT Systems | Avocent HMX 5000 High Performance KVM Systems | HMXTX SNGL VGA,USB,Audio, Zero U
HMX5200R-001 | IT Systems | Avocent HMX 5000 High Performance KVM Systems | HMX RX dual DVI-D, USB, audio, SFP
HMX5200T-001 | IT Systems | Avocent HMX 5000 High Performance KVM Systems | HMX TX dual DVI-D, USB, audio, SFP
HMX6150T-DP | IT Systems | Avocent HMX 6000 High Performance KVM Systems | HMXTX DP, USB 2.0, Audio, Zero U
HMX6150T-HDMI | IT Systems | Avocent HMX 6000 High Performance KVM Systems | HMXTX HDMI, USB 2.0 , Audio, Zero U
HMX6200T-001 | IT Systems | Avocent HMX 6000 High Performance KVM Systems | HMX TX dual DVI-D,QSXGA,USB,audio,SFP
HMX6500R-400 | IT Systems | Avocent HMX 6000 High Performance KVM Systems | DH-DP RX, AUDIO, USB 2.0, VDI
LRA185KMM16D-001 | IT Systems | Avocent LCD Local Rack Access Console | LCD,16P KVM, 16 CABLES, USB KB-US INTL
LRA185KMM16D-G01 | IT Systems | Avocent LCD Local Rack Access Console | LCD,16P KVM, 16 CABLES, USB KB-US INTL, TAA Compliant
LRA185KMM8D-G01 | IT Systems | Avocent LCD Local Rack Access Console | LCD,8P KVM, 8 CABLES, USB KB-US INTL, TAA Compliant
LRA185KMM-G01 | IT Systems | Avocent LCD Local Rack Access Console | 18.5 LCD, USB KB, 2USB PASS-US INTL ENG, TAA Compliant
LV5020P-001 | IT Systems | Avocent LV 5000 KVM Extender Series | LongView dual DP,USB,audio,CATx 150M
MPU108EDAC-400 | IT Systems | Avocent MergePoint Unity Digital KVM Switches | 8 port, 1 digital KVM path, dual AC Power Supply "1 local user" TAA
MPU2016DAC-400 | IT Systems | Avocent MergePoint Unity Digital KVM Switches | 16 port, 2 digital KVM paths, dual AC Power Supply "1 local user" TAA
MPU2032DAC-400 | IT Systems | Avocent MergePoint Unity Digital KVM Switches | 32 port, 2 digital KVM paths, dual AC Power Supply "1 local user" TAA
MPU4032DAC-400 | IT Systems | Avocent MergePoint Unity Digital KVM Switches | 32 port, 4 digital KVM paths, dual AC Power Supply "1 local user" TAA
MPU8032DAC-400 | IT Systems | Avocent MergePoint Unity Digital KVM Switches | 32 port, 8 digital KVM paths, dual AC Power Supply "1 local user" TAA
MPUIQ-SRL | IT Systems | Avocent MergePoint Unity Digital KVM Switches | MergePoint Unity Serial IQ module
MPUIQ-VMCDP | IT Systems | Avocent MergePoint Unity Digital KVM Switches | Server Interface Module for DisplayPort video, USB keyboard/mouse supporting virtual media, CAC and USB2.0. Used with MPU appliance.
MPUIQ-VMCHD | IT Systems | Avocent MergePoint Unity Digital KVM Switches | Server Interface Module for HDMI video, USB keyboard/mouse supporting virtual media, CAC and USB2.0. Used with MPU appliance.
MPUIQ-VMCHS-G01 | IT Systems | Avocent MergePoint Unity Digital KVM Switches | Server interface module for VGA, USB keyboard, mouse supporting virtual media, CAC and USB2.0. Used with DSR and MPU appliances. TAA Compliant
SC820D-001 | IT Systems | Cybex™ SC800 Series Secure Desktop KVM Switches | 2-port secure desktop KVM, Display Port, USB 2.0 peripheral ports, audio TAA Compliant
SC820DP-001 | IT Systems | Cybex™ SC800 Series Secure Desktop KVM Switches | 2Port Single-Head Secure KVM, DP in/DP out
SC820DPH-400 | IT Systems | Cybex™ SC800 DPH, DPHC and DVI-D Series Secure Desktop KVM Switches | CYBEX™ SC Universal DP/H Secure KVM Switch 2-Port Single Display, PP4.0
SC840-001 | IT Systems | Cybex™ SC800 Series Secure Desktop KVM Switches | 4-Port DVI-I Secure KVM TAA Compliant
SC840D-001 | IT Systems | Cybex™ SC800 Series Secure Desktop KVM Switches | 4-Port DisplayPort Secure KVM TAA Compliant
SC840DPH-400 | IT Systems | Cybex™ SC800 DPH, DPHC and DVI-D Series Secure Desktop KVM Switches | CYBEX™ SC Universal DP/H Secure KVM Switch 4-Port Single Display, PP4.0
SC840DPHC-400 | IT Systems | Cybex™ SC800 DPH, DPHC and DVI-D Series Secure Desktop KVM Switches | CYBEX™ SC Universal DP/H + USB-C Secure KVM Switch 4-Port Single Display, PP4.0
SC845-001 | IT Systems | Cybex™ SC800 Series Secure Desktop KVM Switches | 4-Port DVI-I Secure KVM DPP TAA Compliant
SC845D-001 | IT Systems | Cybex™ SC800 Series Secure Desktop KVM Switches | 4-Port DisplayPort Secure KVM DPP TAA Compliant
SC845DPH-400 | IT Systems | Cybex™ SC800 DPH, DPHC and DVI-D Series Secure Desktop KVM Switches | CYBEX™ SC Universal DP/H Secure KVM Switch 4-Port Single Display with CAC, PP4.0
SC845DPHC-400 | IT Systems | Cybex™ SC800 DPH, DPHC and DVI-D Series Secure Desktop KVM Switches | CYBEX™ SC Universal DP/H + USB-C Secure KVM Switch 4-Port Single Display, with CAC,PP4.0
SC885-001 | IT Systems | Cybex™ SC800 Series Secure Desktop KVM Switches | 8-Port DVI-I Secure KVM DPP TAA Compliant
SC920DPH-400 | IT Systems | Cybex™ SC900 DPH, DPHC and DVI-D Series Secure Desktop KVM Switches | CYBEX™ SC Universal DP/H Secure KVM Switch 2-Port Dual Display, PP4.0
SC940-001 | IT Systems | Cybex™ SC900 Series Secure Desktop KVM Switches | 4-Port DVI-I DH Secure KVM TAA Compliant
SC940D-001 | IT Systems | Cybex™ SC900 Series Secure Desktop KVM Switches | 4-Port DisplayPort DH Secure KVM TAA Compliant
SC940DP-001 | IT Systems | Cybex™ SC900 Series Secure Desktop KVM Switches | 4Port Dual-Head Secure KVM, DP in/DP out
SC940DPH-400 | IT Systems | Cybex™ SC900 DPH, DPHC and DVI-D Series Secure Desktop KVM Switches | CYBEX™ SC Universal DP/H Secure KVM Switch 4-Port Dual Display, PP4.0
SC940DPHC-400 | IT Systems | Cybex™ SC900 DPH, DPHC and DVI-D Series Secure Desktop KVM Switches | CYBEX™ SC Universal DP/H + USB-C Secure KVM Switch 4-Port Dual Display, PP4.0
SC940DVI-400 | IT Systems | Cybex™ SC900 DPH, DPHC and DVI-D Series Secure Desktop KVM Switches | CYBEX™ SC DVI Secure KVM Switch 4-Port Dual Display, PP4.0
SC940H-001 | IT Systems | Cybex™ SC900 Series Secure Desktop KVM Switches | 4-Port HDMI DH Secure KVM TAA Compliant
SC945-001 | IT Systems | Cybex™ SC900 Series Secure Desktop KVM Switches | 4-Port DVI-I DH Secure KVM DPP TAA Compliant
SC945D-001 | IT Systems | Cybex™ SC900 Series Secure Desktop KVM Switches | 4-Port DisplayPort DH Secure KVM DPP TAA Compliant
SC945DP-001 | IT Systems | Cybex™ SC900 Series Secure Desktop KVM Switches | 4Port Dual-Head Secure KVM, DP in/DP out, DPP (Dedicated Peripheral Port)
SC945DPH-400 | IT Systems | Cybex™ SC900 DPH, DPHC and DVI-D Series Secure Desktop KVM Switches | CYBEX™ SC Universal DP/H Secure KVM Switch 4-Port Dual Display with CAC, PP4.0
SC945DPHC-400 | IT Systems | Cybex™ SC900 DPH, DPHC and DVI-D Series Secure Desktop KVM Switches | CYBEX™ SC Universal DP/H + USB-C Secure KVM Switch 4-Port Dual Display with CAC, PP4.0
SC985-001 | IT Systems | Cybex™ SC900 Series Secure Desktop KVM Switches | 8-Port DVI-I DH Secure KVM DPP TAA Compliant
SC985DP-001 | IT Systems | Cybex™ SC900 Series Secure Desktop KVM Switches | 8Port Dual-Head Secure KVM, DP in/DP out, DPP (Dedicated Peripheral Port)
SC985DPH-400 | IT Systems | Cybex™ SC900 DPH, DPHC and DVI-D Series Secure Desktop KVM Switches | CYBEX™ SC Universal DP/H Secure KVM Switch 8-Port Dual Display with CAC, PP4.0
SCM185DPH-400 | IT Systems | Vertiv™ Cybex™ SCM100 Series Secure Desktop Matrix | CYBEX™ SC Universal DP/H Secure Desktop Matrix 2x8 KVM with CAC, PP4.0
SCMV2160DPH-400 | IT Systems | Vertiv™ Cybex™ Secure MultiViewer KVM Switch | CYBEX™ SC Universal DP/H Secure 16-Port MultiViewer KVM, PP4.0
SCMV245DPH-400 | IT Systems | Vertiv™ Cybex™ Secure MultiViewer KVM Switch | CYBEX™ SC Universal DP/H Secure 4-Port MultiViewer KVM with CAC, PP4.0
SCMV285DPH-400 | IT Systems | Vertiv™ Cybex™ Secure MultiViewer KVM Switch | CYBEX™ SC Universal DP/H Secure 8-Port MultiViewer KVM, PP4.0
SFIQ-VGA | IT Systems | Avocent® SFIQ VGA Dongle | Small Form Factor, Server Interface Module for VGA, USB keyboard, mouse. Supports virtual media, CAC and USB 2.0. Used with all MPU, AV3108 and AV3216 appliances.
SFIQ-VGA08 | IT Systems | Avocent® SFIQ VGA Dongle | Small Form Factor, Server Interface Module for VGA, USB keyboard, mouse. Supports virtual media, CAC and USB 2.0. Used with all MPU, AV3108 and AV3216 appliances. (8 pack)
SV240DPH-400 | IT Systems | Avocent® SwitchView™ 200 Series Desktop KVM Switches | Avocent® SV Universal DP/H KVM Switch 4-Port Single Display
SV340DPH-400 | IT Systems | Avocent® SwitchView™ 300 Series Desktop KVM Switches | Avocent® SV Universal DP/H KVM Switch 4-Port Dual Display
SVM180DPH-400 | IT Systems | Vertiv™ Avocent® SwitchView™ Matrix | Avocent® SV Universal DP/H Desktop Matrix 2x8 KVM
SVMV240DPH-400 | IT Systems | Vertiv™ Avocent® Commercial MultiViewer KVM Switch | Avocent® SV Universal DP/H 4-Port MultiViewer KVM
SVMV280DPH-400 | IT Systems | Vertiv™ Avocent® Commercial MultiViewer KVM Switch | Avocent® SV Universal DP/H 8-Port MultiViewer KVM
FSC1N001 | Rack PDU | Vertiv™ Geist™ Facility Side Cable | Facility Side Cable, 30A, 208V, 4.9kW, 10ft / 3m Facility Side Cable, 10ft power cord with L6-30P with Universal Connector.
FSC3N003 | Rack PDU | Vertiv™ Geist™ Facility Side Cable | Facility Side Cable, 30A, 120/208V WYE, 8.6kW, 10ft power cord with L21-30P with Universal Connector.
UI30026 | Rack PDU | Vertiv™ Geist™ UPDU, Universal Power Distribution Unit | rPDU, Monitored Unit Level EC, Max 22.0kW, Variable Power Configuration, Vertical, (30) Combination C13/C19, Universal Input, Black Powder Coat.
UU30009L | Rack PDU | Vertiv™ Geist™ UPDU, Universal Power Distribution Unit | rPDU, Switched Outlet Level Monitoring EC, Max 11.0kW, Variable Power Configuration, Vertical, (30) Locking IEC C13, (6) Locking IEC C19, Universal Input, Black Powder Coat.
UU30010L | Rack PDU | Vertiv™ Geist™ UPDU, Universal Power Distribution Unit | rPDU, Switched Outlet Level Monitoring EC, Max 22.0kW, Variable Power Configuration, Vertical, (18) Locking IEC C13, (12) Locking IEC C19, Universal Input, Black Powder Coat.
VP43301 | Rack PDU | Vertiv™ Geist™ Monitored Rack PDU | rPDU, Monitored Unit Level EC, 30A, 208V, 4.9kW, Vertical, (36) Combination C13/C19, 10ft / 3m power cord with L6-30P, Black Powder Coat.
VP4551V | Rack PDU | Vertiv™ Geist™ Monitored Rack PDU | rPDU, Monitored Outlet Level EC, 60A, 208V DELTA, 17.2kW, Vertical, (12) Locking IEC C13, (12) Locking IEC C19, 10ft / 3m power cord with 3P+E (IP67), Black Powder Coat.
VP46301 | Rack PDU | Vertiv™ Geist™ Monitored Rack PDU | rPDU, Monitored Unit Level EC, 60A, 208V DELTA, 17.2kW, Vertical, (30) Combination C13/C19, 10ft / 3m power cord with 3P+E (IP44), Black Powder Coat.
VP51100 | Rack PDU | Vertiv™ Geist™ Switched Rack PDU | rPDU, Switched Unit Level Monitoring EC, 15A, 120V, 1.4kW, Horizontal, (6) NEMA 5-15R, 10ft / 3m power cord with 5-15P, Black Powder Coat.
VP52100 | Rack PDU | Vertiv™ Geist™ Switched Rack PDU | rPDU, Switched Unit Level Monitoring EC, 20A, 120V, 1.9kW, Horizontal, (12) NEMA 5-20R, 10ft / 3m power cord with L5-20P, Black Powder Coat.
VP53100 | Rack PDU | Vertiv™ Geist™ Switched Rack PDU | rPDU, Switched Unit Level Monitoring EC, 30A, 208V, 4.9kW, Horizontal, (12) Combination C13/C19, 10ft / 3m power cord with L6-30P, Black Powder Coat.
VP53101 | Rack PDU | Vertiv™ Geist™ Switched Rack PDU | rPDU, Switched Unit Level Monitoring EC, 30A, 120V, 2.8kW, Horizontal, (12) NEMA 5-20R, 10ft / 3m power cord with L5-30P, Black Powder Coat.
VP5665V | Rack PDU | Vertiv™ Geist™ Switched Rack PDU | rPDU, Switched Outlet Level Monitoring EC, 30A, 208V DELTA, 8.6kW, Vertical, (30) Locking IEC C13, (6) Locking IEC C19, 10ft / 3m power cord with L15-30P, Black Powder Coat.
VP5870V | Rack PDU | Vertiv™ Geist™ Switched Rack PDU | rPDU, Switched Outlet Level Monitoring EC, 30A, 208V, 4.9kW, Vertical, (30) Locking IEC C13, (6) Locking IEC C19, 10ft / 3m power cord with L6-30P, Black Powder Coat.
VP8641 | Rack PDU | Vertiv™ Geist™ Switched Rack PDU | rPDU, Switched Outlet Level Monitoring EC, 30A, 208V, 4.9kW, Vertical, (20) Locking IEC C13, (4) Locking IEC C19, 10 ft / 3m power cord with L6-30P, Black Powder Coat.
VP8830 | Rack PDU | Vertiv™ Geist™ Monitored Rack PDU | rPDU, Monitored Unit Level EC, 20A, 120V, 1.9kW, Vertical, (24) NEMA 5-20R, 10ft power cord with L5-20P, Black Powder Coat.
VP8832 | Rack PDU | Vertiv™ Geist™ Monitored Rack PDU | rPDU, Monitored Unit Level EC, 30A, 120V, 2.8kW, Vertical, (24) NEMA 5-20R, 10ft power cord with L5-30P, Black Powder Coat.
VP8841 | Rack PDU | Vertiv™ Geist™ Monitored Rack PDU | rPDU, Monitored Unit Level EC, 30A, 208V, 4.9kW, Vertical, (36) IEC C13, (6) IEC C19, 10ft power cord with L6-30P, Black Powder Coat.
VP8865 | Rack PDU | Vertiv™ Geist™ Monitored Rack PDU | rPDU, Monitored Unit Level EC, 30A, 120/208V WYE, 8.6kW, Vertical, (36) IEC C13, (6) IEC C19, (2) NEMA 5-20R, 10ft power cord with L21-30P, Black Powder Coat.
VP8930 | Rack PDU | Vertiv™ Geist™ Switched Rack PDU | rPDU, Switched Unit Level Monitoring EC, 20A, 120V, 1.9kW, Vertical, (24) NEMA 5-20R, 10ft / 3m power cord with L5-20P, Black Powder Coat.
VP8932 | Rack PDU | Vertiv™ Geist™ Switched Rack PDU | rPDU, Switched Unit Level Monitoring EC, 30A, 120V, 2.8kW, Vertical, (24) NEMA 5-20R, 10ft / 3m power cord with L5-30P, Black Powder Coat.
VP8941 | Rack PDU | Vertiv™ Geist™ Switched Rack PDU | rPDU, Switched Unit Level Monitoring EC, 30A, 208V, 4.9kW, Vertical, (20) Locking IEC C13, (4) Locking IEC C19, 10ft / 3m power cord with L6-30P, Black Powder Coat.
VP8965 | Rack PDU | Vertiv™ Geist™ Switched Rack PDU | rPDU, Switched Unit Level Monitoring EC, 30A, 120/208V WYE, 8.6kW, Vertical, (18) Locking IEC C13, (6) Locking IEC C19, 10ft / 3m power cord with L21-30P, Black Powder Coat.
VP9562 | Rack PDU | Vertiv™ Geist™ Basic Rack PDU | rPDU, Basic Standard, 15A, 120V, 1.4kW, Horizontal, (10) NEMA 5-15R, 10 ft power cord with 5-15P, Black Powder Coat.
VR3100 | Racks | Vertiv™ VR Rack | Vertiv™ VR Rack - 42U with Doors/ Sides & Casters
VR3105 | Racks | Vertiv™ VR Rack | Vertiv™ VR Rack - 45U with Doors/ Sides & Casters
VR3107 | Racks | Vertiv™ VR Rack | Vertiv™ VR Rack - 48U with Doors/ Sides & Casters
VR3150 | Racks | Vertiv™ VR Rack | Vertiv™ VR Rack - 42U with Doors/ Sides & Casters
VR3300 | Racks | Vertiv™ VR Rack | Vertiv™ VR Rack - 42U with Doors/ Sides & Casters
VR3305 | Racks | Vertiv™ VR Rack | Vertiv™ VR Rack - 45U with Doors/ Sides & Casters
VR3307 | Racks | Vertiv™ VR Rack | Vertiv™ VR Rack - 48U with Doors/ Sides & Casters
VR3350 | Racks | Vertiv™ VR Rack | Vertiv™ VR Rack - 42U with Doors/ Sides & Casters
VR3357 | Racks | Vertiv™ VR Rack | Vertiv™ VR Rack - 48U with Doors/ Sides & Casters
VRA1000 | Racks | Vertiv™ VR Rack Accessories | 1U Horiz Cable Mgr w/D Rings
VRA1002 | Racks | Vertiv™ VR Rack Accessories | 1Ux4" Horiz Cable Mgr w/Cover
VRA1003 | Racks | Vertiv™ VR Rack Accessories | 2Ux4" Horiz Cable Mgr w/Cover
VRA1004 | Racks | Vertiv™ VR Rack Accessories | Toolless Cable Mgr
VRA1014 | Racks | Vertiv™ VR Rack Accessories | Vert Cable Manager 600W 42U
VRA1015 | Racks | Vertiv™ VR Rack Accessories | Vert Cable Manager 600W 48U
VRA1016 | Racks | Vertiv™ VR Rack Accessories | Vert Cable Manager 800W 42U
VRA1017 | Racks | Vertiv™ VR Rack Accessories | Vert Cable Mgr 800W 48U
VRA1021 | Racks | Vertiv™ VR Rack Accessories | Vert Cable Org, 8 Cable Rings
VRA2000 | Racks | Vertiv™ VR Rack Accessories | 1U 19" Black Plastic Tool Less Airflow Blanking Panel (Qty. 10)
VRA2001 | Racks | Vertiv™ VR Rack Accessories | 1U 19" Black Plastic Tool Less Airflow Blanking Panel (Qty. 200)
VRA2005 | Racks | Vertiv™ VR Rack Accessories | 19" Rail Brush Strips for 800W
VRA2006 | Racks | Vertiv™ VR Rack Accessories | Cable Pass Through Brush Kit
VRA3000 | Racks | Vertiv™ VR Rack Accessories | 1U Depth Adj Fixed Shelf 250lbs
VRA6023 | Racks | Vertiv™ VR Rack Accessories | VR Combination Lock Handle
GXT5-1000LVRT2UXLTAA | 1 Phase UPS | Vertiv™ Liebert® GXT5 TAA, 1000-3000VA VRLA UPS | GXT5 TAA 1000VA 120V UPS, Rack/Tower
GXT5-1000LVRT2UXLTAAN | 1 Phase UPS | Vertiv™ Liebert® GXT5 TAA, 1000-3000VA VRLA UPS | GXT5 TAA 1000VA 120V UPS, Rack/Tower, RDU101
GXT5-1500LVRT2UXLTAA | 1 Phase UPS | Vertiv™ Liebert® GXT5 TAA, 1000-3000VA VRLA UPS | GXT5 TAA 1500VA 120V UPS, Rack/Tower
GXT5-1500LVRT2UXLTAAN | 1 Phase UPS | Vertiv™ Liebert® GXT5 TAA, 1000-3000VA VRLA UPS | GXT5 TAA 1500VA 120V UPS, Rack/Tower, RDU101
GXT5-2000LVRT2UXLTAA | 1 Phase UPS | Vertiv™ Liebert® GXT5 TAA, 1000-3000VA VRLA UPS | GXT5 TAA 2000VA 120V UPS, Rack/Tower
GXT5-2000LVRT2UXLTAAN | 1 Phase UPS | Vertiv™ Liebert® GXT5 TAA, 1000-3000VA VRLA UPS | GXT5 TAA 2000VA 120V UPS, Rack/Tower, RDU101
GXT5-3000LVRT2UXLTAA | 1 Phase UPS | Vertiv™ Liebert® GXT5 TAA, 1000-3000VA VRLA UPS | GXT5 TAA 3000VA 120V UPS, Rack/Tower
GXT5-3000LVRT2UXLTAAN | 1 Phase UPS | Vertiv™ Liebert® GXT5 TAA, 1000-3000VA VRLA UPS | GXT5 TAA 3000VA 120V UPS, Rack/Tower, RDU101

## Rack and Thermal Assortment
Item | Product Type | Product Family (Web) | Invoicing Description
FSC1N001 | Rack PDU | Vertiv™ Geist™ Facility Side Cable | Facility Side Cable, 30A, 208V, 4.9kW, 10ft / 3m Facility Side Cable, 10ft power cord with L6-30P with Universal Connector.
FSC3N003 | Rack PDU | Vertiv™ Geist™ Facility Side Cable | Facility Side Cable, 30A, 120/208V WYE, 8.6kW, 10ft power cord with L21-30P with Universal Connector.
UI30026 | Rack PDU | Vertiv™ Geist™ UPDU, Universal Power Distribution Unit | rPDU, Monitored Unit Level EC, Max 22.0kW, Variable Power Configuration, Vertical, (30) Combination C13/C19, Universal Input, Black Powder Coat.
UU30009L | Rack PDU | Vertiv™ Geist™ UPDU, Universal Power Distribution Unit | rPDU, Switched Outlet Level Monitoring EC, Max 11.0kW, Variable Power Configuration, Vertical, (30) Locking IEC C13, (6) Locking IEC C19, Universal Input, Black Powder Coat.
UU30010L | Rack PDU | Vertiv™ Geist™ UPDU, Universal Power Distribution Unit | rPDU, Switched Outlet Level Monitoring EC, Max 22.0kW, Variable Power Configuration, Vertical, (18) Locking IEC C13, (12) Locking IEC C19, Universal Input, Black Powder Coat.
VP43301 | Rack PDU | Vertiv™ Geist™ Monitored Rack PDU | rPDU, Monitored Unit Level EC, 30A, 208V, 4.9kW, Vertical, (36) Combination C13/C19, 10ft / 3m power cord with L6-30P, Black Powder Coat.
VP4551V | Rack PDU | Vertiv™ Geist™ Monitored Rack PDU | rPDU, Monitored Outlet Level EC, 60A, 208V DELTA, 17.2kW, Vertical, (12) Locking IEC C13, (12) Locking IEC C19, 10ft / 3m power cord with 3P+E (IP67), Black Powder Coat.
VP46301 | Rack PDU | Vertiv™ Geist™ Monitored Rack PDU | rPDU, Monitored Unit Level EC, 60A, 208V DELTA, 17.2kW, Vertical, (30) Combination C13/C19, 10ft / 3m power cord with 3P+E (IP44), Black Powder Coat.
VP51100 | Rack PDU | Vertiv™ Geist™ Switched Rack PDU | rPDU, Switched Unit Level Monitoring EC, 15A, 120V, 1.4kW, Horizontal, (6) NEMA 5-15R, 10ft / 3m power cord with 5-15P, Black Powder Coat.
VP52100 | Rack PDU | Vertiv™ Geist™ Switched Rack PDU | rPDU, Switched Unit Level Monitoring EC, 20A, 120V, 1.9kW, Horizontal, (12) NEMA 5-20R, 10ft / 3m power cord with L5-20P, Black Powder Coat.
VP53100 | Rack PDU | Vertiv™ Geist™ Switched Rack PDU | rPDU, Switched Unit Level Monitoring EC, 30A, 208V, 4.9kW, Horizontal, (12) Combination C13/C19, 10ft / 3m power cord with L6-30P, Black Powder Coat.
VP53101 | Rack PDU | Vertiv™ Geist™ Switched Rack PDU | rPDU, Switched Unit Level Monitoring EC, 30A, 120V, 2.8kW, Horizontal, (12) NEMA 5-20R, 10ft / 3m power cord with L5-30P, Black Powder Coat.
VP5665V | Rack PDU | Vertiv™ Geist™ Switched Rack PDU | rPDU, Switched Outlet Level Monitoring EC, 30A, 208V DELTA, 8.6kW, Vertical, (30) Locking IEC C13, (6) Locking IEC C19, 10ft / 3m power cord with L15-30P, Black Powder Coat.
VP5870V | Rack PDU | Vertiv™ Geist™ Switched Rack PDU | rPDU, Switched Outlet Level Monitoring EC, 30A, 208V, 4.9kW, Vertical, (30) Locking IEC C13, (6) Locking IEC C19, 10ft / 3m power cord with L6-30P, Black Powder Coat.
VP8641 | Rack PDU | Vertiv™ Geist™ Switched Rack PDU | rPDU, Switched Outlet Level Monitoring EC, 30A, 208V, 4.9kW, Vertical, (20) Locking IEC C13, (4) Locking IEC C19, 10 ft / 3m power cord with L6-30P, Black Powder Coat.
VP8830 | Rack PDU | Vertiv™ Geist™ Monitored Rack PDU | rPDU, Monitored Unit Level EC, 20A, 120V, 1.9kW, Vertical, (24) NEMA 5-20R, 10ft power cord with L5-20P, Black Powder Coat.
VP8832 | Rack PDU | Vertiv™ Geist™ Monitored Rack PDU | rPDU, Monitored Unit Level EC, 30A, 120V, 2.8kW, Vertical, (24) NEMA 5-20R, 10ft power cord with L5-30P, Black Powder Coat.
VP8841 | Rack PDU | Vertiv™ Geist™ Monitored Rack PDU | rPDU, Monitored Unit Level EC, 30A, 208V, 4.9kW, Vertical, (36) IEC C13, (6) IEC C19, 10ft power cord with L6-30P, Black Powder Coat.
VP8865 | Rack PDU | Vertiv™ Geist™ Monitored Rack PDU | rPDU, Monitored Unit Level EC, 30A, 120/208V WYE, 8.6kW, Vertical, (36) IEC C13, (6) IEC C19, (2) NEMA 5-20R, 10ft power cord with L21-30P, Black Powder Coat.
VP8930 | Rack PDU | Vertiv™ Geist™ Switched Rack PDU | rPDU, Switched Unit Level Monitoring EC, 20A, 120V, 1.9kW, Vertical, (24) NEMA 5-20R, 10ft / 3m power cord with L5-20P, Black Powder Coat.
VP8932 | Rack PDU | Vertiv™ Geist™ Switched Rack PDU | rPDU, Switched Unit Level Monitoring EC, 30A, 120V, 2.8kW, Vertical, (24) NEMA 5-20R, 10ft / 3m power cord with L5-30P, Black Powder Coat.
VP8941 | Rack PDU | Vertiv™ Geist™ Switched Rack PDU | rPDU, Switched Unit Level Monitoring EC, 30A, 208V, 4.9kW, Vertical, (20) Locking IEC C13, (4) Locking IEC C19, 10ft / 3m power cord with L6-30P, Black Powder Coat.
VP8965 | Rack PDU | Vertiv™ Geist™ Switched Rack PDU | rPDU, Switched Unit Level Monitoring EC, 30A, 120/208V WYE, 8.6kW, Vertical, (18) Locking IEC C13, (6) Locking IEC C19, 10ft / 3m power cord with L21-30P, Black Powder Coat.
VP9562 | Rack PDU | Vertiv™ Geist™ Basic Rack PDU | rPDU, Basic Standard, 15A, 120V, 1.4kW, Horizontal, (10) NEMA 5-15R, 10 ft power cord with 5-15P, Black Powder Coat.
VR3100 | Racks | Vertiv™ VR Rack | Vertiv™ VR Rack - 42U with Doors/ Sides & Casters
VR3105 | Racks | Vertiv™ VR Rack | Vertiv™ VR Rack - 45U with Doors/ Sides & Casters
VR3107 | Racks | Vertiv™ VR Rack | Vertiv™ VR Rack - 48U with Doors/ Sides & Casters
VR3150 | Racks | Vertiv™ VR Rack | Vertiv™ VR Rack - 42U with Doors/ Sides & Casters
VR3300 | Racks | Vertiv™ VR Rack | Vertiv™ VR Rack - 42U with Doors/ Sides & Casters
VR3305 | Racks | Vertiv™ VR Rack | Vertiv™ VR Rack - 45U with Doors/ Sides & Casters
VR3307 | Racks | Vertiv™ VR Rack | Vertiv™ VR Rack - 48U with Doors/ Sides & Casters
VR3350 | Racks | Vertiv™ VR Rack | Vertiv™ VR Rack - 42U with Doors/ Sides & Casters
VR3357 | Racks | Vertiv™ VR Rack | Vertiv™ VR Rack - 48U with Doors/ Sides & Casters
VRA1000 | Racks | Vertiv™ VR Rack Accessories | 1U Horiz Cable Mgr w/D Rings
VRA1002 | Racks | Vertiv™ VR Rack Accessories | 1Ux4" Horiz Cable Mgr w/Cover
VRA1003 | Racks | Vertiv™ VR Rack Accessories | 2Ux4" Horiz Cable Mgr w/Cover
VRA1004 | Racks | Vertiv™ VR Rack Accessories | Toolless Cable Mgr
VRA1014 | Racks | Vertiv™ VR Rack Accessories | Vert Cable Manager 600W 42U
VRA1015 | Racks | Vertiv™ VR Rack Accessories | Vert Cable Manager 600W 48U
VRA1016 | Racks | Vertiv™ VR Rack Accessories | Vert Cable Manager 800W 42U
VRA1017 | Racks | Vertiv™ VR Rack Accessories | Vert Cable Mgr 800W 48U
VRA1021 | Racks | Vertiv™ VR Rack Accessories | Vert Cable Org, 8 Cable Rings
VRA2000 | Racks | Vertiv™ VR Rack Accessories | 1U 19" Black Plastic Tool Less Airflow Blanking Panel (Qty. 10)
VRA2001 | Racks | Vertiv™ VR Rack Accessories | 1U 19" Black Plastic Tool Less Airflow Blanking Panel (Qty. 200)
VRA2005 | Racks | Vertiv™ VR Rack Accessories | 19" Rail Brush Strips for 800W
VRA2006 | Racks | Vertiv™ VR Rack Accessories | Cable Pass Through Brush Kit
VRA3000 | Racks | Vertiv™ VR Rack Accessories | 1U Depth Adj Fixed Shelf 250lbs
VRA6023 | Racks | Vertiv™ VR Rack Accessories | VR Combination Lock Handle
A2D-10 | Digital Ecosystem | Vertiv™ Geist™ Analog-to-Digital Converter | Analog to digital converter providing the ability to connect a dry contact or 0-10V sensor to an RJ12 sensor port. Includes a 10ft / 3m cable.
GT3HD | Digital Ecosystem | Vertiv™ Geist™ Temperature x3, Humidity, Dew Point Sensor | Temperature, humidity, and dew point sensor with dual inputs for included 3ft / .9m and 6ft / 1.8m temperature sensors for monitoring top, middle, and bottom of a rack/cabinet. Includes 10ft / 3.1m cable.
IS-UNITY-DP | Digital Ecosystem | Vertiv™ Liebert® IntelliSlot Unity Communications Card | IntelliSlot Unity Card provides 2 selected SNMP, Modbus IP/485 and BACnet IP connections supporting Liebert APM, Liebert APS, Liebert CRV, Liebert DSE, Liebert HPC, Liebert HPM, Liebert NXC, Liebert NXL, Liebert NXR, Liebert XDC (iCOM Control), Liebert XDP (iCOM Control) iCOM Firmware PA1.04.033.STD or later supporting Liebert Challenger, Liebert CW, Liebert DS, Liebert Deluxe System/3, Liebert PeX
IS-UNITY-SNMP | Digital Ecosystem | Vertiv™ Liebert® IntelliSlot Unity Communications Card | NETWORK INTERFACE CARD
RDPS | Digital Ecosystem | Vertiv™ Geist™ Remote Door Position Sensor | Magnetic normally-closed dry-contact sensor used to monitor remote door position. Includes 30ft / 9.1m cable.
RDU101 | Digital Ecosystem | Vertiv™ Liebert® Intellislot RDU101 Communications Card | SNMP/Webcard for communications with environmental sensor support
RTAFHD3-50 | Digital Ecosystem | Vertiv™ Geist™ Temperature, Humidity, Dew Point, Airflow Sensor | Temperature, airflow, humidity, and dew Point sensor. Includes 50ft / 15.2m cable.
SRT-12 | Digital Ecosystem | Vertiv™ Geist™ Temperature Sensor | Temperature sensor used to monitor temperature in critical environments. Includes a 12ft / 3.6m cable.
SRT-20 | Digital Ecosystem | Vertiv™ Geist™ Temperature Sensor | Temperature sensor used to monitor temperature in critical environments. Includes a 20ft / 6.1m cable.
WATCHDOG 15-P | Digital Ecosystem | Vertiv™ Geist™ Environmental Monitors | Environmental Monitor, on-board temperature, humidity and dew-point sensors, capacity to add 4 additional external sensors, built-in PoE, US power supply
VRCS3300-120V | Edge Thermal | Vertiv™ VRC-S Edge-Ready Micro Data Center System | Vertiv VRC-S, enclosed rack integrated with 3.5kW of cooling, rPDU, and Monitoring
VRCS3300-208V | Edge Thermal | Vertiv™ VRC-S Edge-Ready Micro Data Center System | Vertiv VRC-S, enclosed rack integrated with 3.5kW of cooling, rPDU, and Monitoring
VRCS3307-120V | Edge Thermal | Vertiv™ VRC-S Edge-Ready Micro Data Center System | Vertiv VRC-S, enclosed rack integrated with 3.5kW of cooling, rPDU, and Monitoring
VRCS3307-208V | Edge Thermal | Vertiv™ VRC-S Edge-Ready Micro Data Center System | Vertiv VRC-S, enclosed rack integrated with 3.5kW of cooling, rPDU, and Monitoring
VRCS3350-120V | Edge Thermal | Vertiv™ VRC-S Edge-Ready Micro Data Center System | Vertiv VRC-S, enclosed rack integrated with 3.5kW of cooling, rPDU, and Monitoring
VRCS3350-208V | Edge Thermal | Vertiv™ VRC-S Edge-Ready Micro Data Center System | Vertiv VRC-S, enclosed rack integrated with 3.5kW of cooling, rPDU, and Monitoring
VRCS3357-120V | Edge Thermal | Vertiv™ VRC-S Edge-Ready Micro Data Center System | Vertiv VRC-S, enclosed rack integrated with 3.5kW of cooling, rPDU, and Monitoring
VRCS3357-208V | Edge Thermal | Vertiv™ VRC-S Edge-Ready Micro Data Center System | Vertiv VRC-S, enclosed rack integrated with 3.5kW of cooling, rPDU, and Monitoring

## Edge-Ready Assortment
Item | Product Type | Product Family (Web) | Invoicing Description | Source | Classification March 18 2022 CPP | Government | LVO/FDO | Channel | eComm | *quartly
VR3100 | Racks | Vertiv™ VR Rack | Vertiv™ VR Rack - 42U with Doors/ Sides & Casters | Rev Opp | C
VR3105 | Racks | Vertiv™ VR Rack | Vertiv™ VR Rack - 45U with Doors/ Sides & Casters | Rev Opp | A
VR3107 | Racks | Vertiv™ VR Rack | Vertiv™ VR Rack - 48U with Doors/ Sides & Casters | Rev Opp | C
VR3150 | Racks | Vertiv™ VR Rack | Vertiv™ VR Rack - 42U with Doors/ Sides & Casters | Rev Opp | C
VR3300 | Racks | Vertiv™ VR Rack | Vertiv™ VR Rack - 42U with Doors/ Sides & Casters | Rev Opp | C
VR3305 | Racks | Vertiv™ VR Rack | Vertiv™ VR Rack - 45U with Doors/ Sides & Casters | A-Ranked | A
VR3307 | Racks | Vertiv™ VR Rack | Vertiv™ VR Rack - 48U with Doors/ Sides & Casters | Rev Opp | C
VR3350 | Racks | Vertiv™ VR Rack | Vertiv™ VR Rack - 42U with Doors/ Sides & Casters | Rev Opp | C
VR3357 | Racks | Vertiv™ VR Rack | Vertiv™ VR Rack - 48U with Doors/ Sides & Casters | Rev Opp | C
VRA1000 | Racks | Vertiv™ VR Rack Accessories | 1U Horiz Cable Mgr w/D Rings | Rev Opp | C
VRA1002 | Racks | Vertiv™ VR Rack Accessories | 1Ux4" Horiz Cable Mgr w/Cover | Rev Opp | C
VRA1003 | Racks | Vertiv™ VR Rack Accessories | 2Ux4" Horiz Cable Mgr w/Cover | Rev Opp | C
VRA1004 | Racks | Vertiv™ VR Rack Accessories | Toolless Cable Mgr | Rev Opp | C
VRA1014 | Racks | Vertiv™ VR Rack Accessories | Vert Cable Manager 600W 42U | Rev Opp | C
VRA1015 | Racks | Vertiv™ VR Rack Accessories | Vert Cable Manager 600W 48U | Rev Opp | C
VRA1016 | Racks | Vertiv™ VR Rack Accessories | Vert Cable Manager 800W 42U | Rev Opp | C
VRA1017 | Racks | Vertiv™ VR Rack Accessories | Vert Cable Mgr 800W 48U | Rev Opp | C
VRA1021 | Racks | Vertiv™ VR Rack Accessories | Vert Cable Org, 8 Cable Rings | Rev Opp | C
VRA2000 | Racks | Vertiv™ VR Rack Accessories | 1U 19" Black Plastic Tool Less Airflow Blanking Panel (Qty. 10) | Rev Opp | C
VRA2001 | Racks | Vertiv™ VR Rack Accessories | 1U 19" Black Plastic Tool Less Airflow Blanking Panel (Qty. 200) | Rev Opp | C
VRA2005 | Racks | Vertiv™ VR Rack Accessories | 19" Rail Brush Strips for 800W | Rev Opp | C
VRA2006 | Racks | Vertiv™ VR Rack Accessories | Cable Pass Through Brush Kit | Rev Opp | C
VRA3000 | Racks | Vertiv™ VR Rack Accessories | 1U Depth Adj Fixed Shelf 250lbs | Rev Opp | C
VRA6023 | Racks | Vertiv™ VR Rack Accessories | VR Combination Lock Handle | Rev Opp | C
FSC1N001 | Rack PDU | Vertiv™ Geist™ Facility Side Cable | Facility Side Cable, 30A, 208V, 4.9kW, 10ft / 3m Facility Side Cable, 10ft power cord with L6-30P with Universal Connector. | Rev Opp | C
FSC3N003 | Rack PDU | Vertiv™ Geist™ Facility Side Cable | Facility Side Cable, 30A, 120/208V WYE, 8.6kW, 10ft power cord with L21-30P with Universal Connector. | Rev Opp | C
UI30026 | Rack PDU | Vertiv™ Geist™ UPDU, Universal Power Distribution Unit | rPDU, Monitored Unit Level EC, Max 22.0kW, Variable Power Configuration, Vertical, (30) Combination C13/C19, Universal Input, Black Powder Coat. | Rev Opp | C
UU30009L | Rack PDU | Vertiv™ Geist™ UPDU, Universal Power Distribution Unit | rPDU, Switched Outlet Level Monitoring EC, Max 11.0kW, Variable Power Configuration, Vertical, (30) Locking IEC C13, (6) Locking IEC C19, Universal Input, Black Powder Coat. | Rev Opp | C
UU30010L | Rack PDU | Vertiv™ Geist™ UPDU, Universal Power Distribution Unit | rPDU, Switched Outlet Level Monitoring EC, Max 22.0kW, Variable Power Configuration, Vertical, (18) Locking IEC C13, (12) Locking IEC C19, Universal Input, Black Powder Coat. | Rev Opp | C
VP43301 | Rack PDU | Vertiv™ Geist™ Monitored Rack PDU | rPDU, Monitored Unit Level EC, 30A, 208V, 4.9kW, Vertical, (36) Combination C13/C19, 10ft / 3m power cord with L6-30P, Black Powder Coat. | Rev Opp | C
VP4551V | Rack PDU | Vertiv™ Geist™ Monitored Rack PDU | rPDU, Monitored Outlet Level EC, 60A, 208V DELTA, 17.2kW, Vertical, (12) Locking IEC C13, (12) Locking IEC C19, 10ft / 3m power cord with 3P+E (IP67), Black Powder Coat. | Rev Opp | C
VP46301 | Rack PDU | Vertiv™ Geist™ Monitored Rack PDU | rPDU, Monitored Unit Level EC, 60A, 208V DELTA, 17.2kW, Vertical, (30) Combination C13/C19, 10ft / 3m power cord with 3P+E (IP44), Black Powder Coat. | Rev Opp | C
VP51100 | Rack PDU | Vertiv™ Geist™ Switched Rack PDU | rPDU, Switched Unit Level Monitoring EC, 15A, 120V, 1.4kW, Horizontal, (6) NEMA 5-15R, 10ft / 3m power cord with 5-15P, Black Powder Coat. | Rev Opp | C
VP52100 | Rack PDU | Vertiv™ Geist™ Switched Rack PDU | rPDU, Switched Unit Level Monitoring EC, 20A, 120V, 1.9kW, Horizontal, (12) NEMA 5-20R, 10ft / 3m power cord with L5-20P, Black Powder Coat. | Rev Opp | C
VP53100 | Rack PDU | Vertiv™ Geist™ Switched Rack PDU | rPDU, Switched Unit Level Monitoring EC, 30A, 208V, 4.9kW, Horizontal, (12) Combination C13/C19, 10ft / 3m power cord with L6-30P, Black Powder Coat. | Rev Opp | C
VP53101 | Rack PDU | Vertiv™ Geist™ Switched Rack PDU | rPDU, Switched Unit Level Monitoring EC, 30A, 120V, 2.8kW, Horizontal, (12) NEMA 5-20R, 10ft / 3m power cord with L5-30P, Black Powder Coat. | Rev Opp | C
VP5665V | Rack PDU | Vertiv™ Geist™ Switched Rack PDU | rPDU, Switched Outlet Level Monitoring EC, 30A, 208V DELTA, 8.6kW, Vertical, (30) Locking IEC C13, (6) Locking IEC C19, 10ft / 3m power cord with L15-30P, Black Powder Coat. | Rev Opp | B
VP5870V | Rack PDU | Vertiv™ Geist™ Switched Rack PDU | rPDU, Switched Outlet Level Monitoring EC, 30A, 208V, 4.9kW, Vertical, (30) Locking IEC C13, (6) Locking IEC C19, 10ft / 3m power cord with L6-30P, Black Powder Coat. | Rev Opp | C
VP8641 | Rack PDU | Vertiv™ Geist™ Switched Rack PDU | rPDU, Switched Outlet Level Monitoring EC, 30A, 208V, 4.9kW, Vertical, (20) Locking IEC C13, (4) Locking IEC C19, 10 ft / 3m power cord with L6-30P, Black Powder Coat. | Rev Opp | A
VP8830 | Rack PDU | Vertiv™ Geist™ Monitored Rack PDU | rPDU, Monitored Unit Level EC, 20A, 120V, 1.9kW, Vertical, (24) NEMA 5-20R, 10ft power cord with L5-20P, Black Powder Coat. | A-Ranked | A
VP8832 | Rack PDU | Vertiv™ Geist™ Monitored Rack PDU | rPDU, Monitored Unit Level EC, 30A, 120V, 2.8kW, Vertical, (24) NEMA 5-20R, 10ft power cord with L5-30P, Black Powder Coat. | Rev Opp | A
VP8841 | Rack PDU | Vertiv™ Geist™ Monitored Rack PDU | rPDU, Monitored Unit Level EC, 30A, 208V, 4.9kW, Vertical, (36) IEC C13, (6) IEC C19, 10ft power cord with L6-30P, Black Powder Coat. | Rev Opp | A
VP8865 | Rack PDU | Vertiv™ Geist™ Monitored Rack PDU | rPDU, Monitored Unit Level EC, 30A, 120/208V WYE, 8.6kW, Vertical, (36) IEC C13, (6) IEC C19, (2) NEMA 5-20R, 10ft power cord with L21-30P, Black Powder Coat. | Rev Opp | A
VP8930 | Rack PDU | Vertiv™ Geist™ Switched Rack PDU | rPDU, Switched Unit Level Monitoring EC, 20A, 120V, 1.9kW, Vertical, (24) NEMA 5-20R, 10ft / 3m power cord with L5-20P, Black Powder Coat. | Rev Opp | A
VP8932 | Rack PDU | Vertiv™ Geist™ Switched Rack PDU | rPDU, Switched Unit Level Monitoring EC, 30A, 120V, 2.8kW, Vertical, (24) NEMA 5-20R, 10ft / 3m power cord with L5-30P, Black Powder Coat. | A-Ranked | A
VP8941 | Rack PDU | Vertiv™ Geist™ Switched Rack PDU | rPDU, Switched Unit Level Monitoring EC, 30A, 208V, 4.9kW, Vertical, (20) Locking IEC C13, (4) Locking IEC C19, 10ft / 3m power cord with L6-30P, Black Powder Coat. | Rev Opp | A
VP8965 | Rack PDU | Vertiv™ Geist™ Switched Rack PDU | rPDU, Switched Unit Level Monitoring EC, 30A, 120/208V WYE, 8.6kW, Vertical, (18) Locking IEC C13, (6) Locking IEC C19, 10ft / 3m power cord with L21-30P, Black Powder Coat. | A-Ranked | A
VP9562 | Rack PDU | Vertiv™ Geist™ Basic Rack PDU | rPDU, Basic Standard, 15A, 120V, 1.4kW, Horizontal, (10) NEMA 5-15R, 10 ft power cord with 5-15P, Black Powder Coat. | A-Ranked | A
VRCS3300-120V | Edge Thermal | Vertiv™ VRC-S Edge-Ready Micro Data Center System | Vertiv VRC-S, enclosed rack integrated with 3.5kW of cooling, rPDU, and Monitoring | A-Ranked | A
VRCS3300-208V | Edge Thermal | Vertiv™ VRC-S Edge-Ready Micro Data Center System | Vertiv VRC-S, enclosed rack integrated with 3.5kW of cooling, rPDU, and Monitoring | A-Ranked | A
VRCS3307-120V | Edge Thermal | Vertiv™ VRC-S Edge-Ready Micro Data Center System | Vertiv VRC-S, enclosed rack integrated with 3.5kW of cooling, rPDU, and Monitoring | A-Ranked | A
VRCS3307-208V | Edge Thermal | Vertiv™ VRC-S Edge-Ready Micro Data Center System | Vertiv VRC-S, enclosed rack integrated with 3.5kW of cooling, rPDU, and Monitoring | A-Ranked | A
VRCS3350-120V | Edge Thermal | Vertiv™ VRC-S Edge-Ready Micro Data Center System | Vertiv VRC-S, enclosed rack integrated with 3.5kW of cooling, rPDU, and Monitoring | A-Ranked | A
VRCS3350-208V | Edge Thermal | Vertiv™ VRC-S Edge-Ready Micro Data Center System | Vertiv VRC-S, enclosed rack integrated with 3.5kW of cooling, rPDU, and Monitoring | A-Ranked | A
VRCS3357-120V | Edge Thermal | Vertiv™ VRC-S Edge-Ready Micro Data Center System | Vertiv VRC-S, enclosed rack integrated with 3.5kW of cooling, rPDU, and Monitoring | A-Ranked | A
VRCS3357-208V | Edge Thermal | Vertiv™ VRC-S Edge-Ready Micro Data Center System | Vertiv VRC-S, enclosed rack integrated with 3.5kW of cooling, rPDU, and Monitoring | A-Ranked | A
A2D-10 | Digital Ecosystem | Vertiv™ Geist™ Analog-to-Digital Converter | Analog to digital converter providing the ability to connect a dry contact or 0-10V sensor to an RJ12 sensor port. Includes a 10ft / 3m cable. | A-Ranked | A
GT3HD | Digital Ecosystem | Vertiv™ Geist™ Temperature x3, Humidity, Dew Point Sensor | Temperature, humidity, and dew point sensor with dual inputs for included 3ft / .9m and 6ft / 1.8m temperature sensors for monitoring top, middle, and bottom of a rack/cabinet. Includes 10ft / 3.1m cable. | A-Ranked | A
IS-UNITY-DP | Digital Ecosystem | Vertiv™ Liebert® IntelliSlot Unity Communications Card | IntelliSlot Unity Card provides 2 selected SNMP, Modbus IP/485 and BACnet IP connections supporting Liebert APM, Liebert APS, Liebert CRV, Liebert DSE, Liebert HPC, Liebert HPM, Liebert NXC, Liebert NXL, Liebert NXR, Liebert XDC (iCOM Control), Liebert XDP (iCOM Control) iCOM Firmware PA1.04.033.STD or later supporting Liebert Challenger, Liebert CW, Liebert DS, Liebert Deluxe System/3, Liebert PeX | Rev Opp | C
IS-UNITY-SNMP | Digital Ecosystem | Vertiv™ Liebert® IntelliSlot Unity Communications Card | NETWORK INTERFACE CARD | Rev Opp | A
RDPS | Digital Ecosystem | Vertiv™ Geist™ Remote Door Position Sensor | Magnetic normally-closed dry-contact sensor used to monitor remote door position. Includes 30ft / 9.1m cable. | A-Ranked | A
RDU101 | Digital Ecosystem | Vertiv™ Liebert® Intellislot RDU101 Communications Card | SNMP/Webcard for communications with environmental sensor support | Rev Opp | C
RTAFHD3-50 | Digital Ecosystem | Vertiv™ Geist™ Temperature, Humidity, Dew Point, Airflow Sensor | Temperature, airflow, humidity, and dew Point sensor. Includes 50ft / 15.2m cable. | A-Ranked | A
SRT-12 | Digital Ecosystem | Vertiv™ Geist™ Temperature Sensor | Temperature sensor used to monitor temperature in critical environments. Includes a 12ft / 3.6m cable. | A-Ranked | A
SRT-20 | Digital Ecosystem | Vertiv™ Geist™ Temperature Sensor | Temperature sensor used to monitor temperature in critical environments. Includes a 20ft / 6.1m cable. | A-Ranked | A
WATCHDOG 15-P | Digital Ecosystem | Vertiv™ Geist™ Environmental Monitors | Environmental Monitor, on-board temperature, humidity and dew-point sensors, capacity to add 4 additional external sensors, built-in PoE, US power supply | Rev Opp | C
TDU-3500RTL620 | 1 Phase UPS | Liebert® TDU | Liebert TDU 2U Rack Mount Stepdown Transformer, (8) 5-15/20R, (2) L5-20R | Rev Opp | A
TDU-4000RTL630 | 1 Phase UPS | Liebert® TDU | Liebert TDU 2U Rack Mount Stepdown Transformer, (8) 5-15/20R, (2) L5-20R | Rev Opp | A
TDU-6000RTL630 | 1 Phase UPS | Liebert® TDU | Liebert TDU 2U Rack Mount Stepdown Transformer, (8) 5-15/20R, (2) L5-30R | Rev Opp | A
PSI5-1000RM1201U | 1 Phase UPS | Vertiv™ Liebert® PSI5 UPS, 750-5,000VA Line Interactive AVR, Mini Tower, 1U and 2U Rack/Tower | Vertiv Liebert PSI5 1000 900W, 120VAC, 1U Rack Mount | A-Ranked | A
PSI5-1100RT120 | 1 Phase UPS | Vertiv™ Liebert® PSI5 UPS, 750-5,000VA Line Interactive AVR, Mini Tower, 1U and 2U Rack/Tower | Vertiv Liebert PSI5 1100 990W, 120VAC, Rack-tower | A-Ranked | A
PSI5-1500MT120 | 1 Phase UPS | Vertiv™ Liebert® PSI5 UPS, 750-5,000VA Line Interactive AVR, Mini Tower, 1U and 2U Rack/Tower | Vertiv Liebert PSI5 1500 1350W, 120VAC, Mini Tower | Rev Opp | B
PSI5-1500MT120LI | 1 Phase UPS | Vertiv™ Liebert® PSI5 Lithium-Ion UPS | Vertiv Liebert PSI5 Lithium-Ion UPS 1500VA/1350W 120V AVR Mini Tower | Rev Opp | A
PSI5-1500RM1201U | 1 Phase UPS | Vertiv™ Liebert® PSI5 UPS, 750-5,000VA Line Interactive AVR, Mini Tower, 1U and 2U Rack/Tower | Vertiv Liebert PSI5 1500 1350W, 120VAC, 1U Rack Mount | A-Ranked | A
PSI5-1500RT120 | 1 Phase UPS | Vertiv™ Liebert® PSI5 UPS, 750-5,000VA Line Interactive AVR, Mini Tower, 1U and 2U Rack/Tower | Vertiv Liebert PSI5 1500 1350W, 120VAC, Rack-tower | Rev Opp | B
PSI5-1500RT120LI | 1 Phase UPS | Vertiv™ Liebert® PSI5 Lithium-Ion UPS | Liebert PSI5 Lithium-Ion 1500VA PSI5 Lithium-Ion UPS, 1500VA, 1350W | Rev Opp | C
PSI5-1500RT120TAA | 1 Phase UPS | Vertiv™ Liebert® PSI5 UPS, TAA-Compliant, 1,500-3,000VA Line Interactive with AVR, 2U Rack/Tower | Vertiv Liebert PSI5 1500 1350W, 120VAC, Rack-tower - TAA | Rev Opp | B
PSI5-2200RT120 | 1 Phase UPS | Vertiv™ Liebert® PSI5 UPS, 750-5,000VA Line Interactive AVR, Mini Tower, 1U and 2U Rack/Tower | Vertiv Liebert PSI5 2200 1920W, 120VAC, Rack-tower | Rev Opp | A
PSI5-2200RT120LI | 1 Phase UPS | Vertiv™ Liebert® PSI5 Lithium-Ion UPS | Vertiv Liebert PSI5 Lithium-Ion UPS 1920VA/1920W 120V AVR Rack/Tower | Rev Opp | A
PSI5-2200RT120LIN | 1 Phase UPS | Vertiv™ Liebert® PSI5 Lithium-Ion UPS | Vertiv Liebert PSI5 Lithium-Ion UPS 1920VA/1920W AVR Rack with SNMP Card | A-Ranked | A
PSI5-2200RT120TAA | 1 Phase UPS | Vertiv™ Liebert® PSI5 UPS, TAA-Compliant, 1,500-3,000VA Line Interactive with AVR, 2U Rack/Tower | Vertiv Liebert PSI5 2200 1920W, 120VAC, Rack-tower - TAA | Rev Opp | B
PSI5-24VBATT | 1 Phase UPS | Vertiv™ Liebert® PSI5 UPS, 750-5,000VA Line Interactive AVR, Mini Tower, 1U and 2U Rack/Tower | Vertiv Liebert PSI5 24V External Battery Cabinet | A-Ranked | A
PSI5-3000RT120 | 1 Phase UPS | Vertiv™ Liebert® PSI5 UPS, 750-5,000VA Line Interactive AVR, Mini Tower, 1U and 2U Rack/Tower | Vertiv Liebert PSI5 3000 2700W, 120VAC, Rack-tower | Rev Opp | A
PSI5-3000RT120LI | 1 Phase UPS | Vertiv™ Liebert® PSI5 Lithium-Ion UPS | Liebert PSI5 Lithium-Ion 3000VA PSI5 Lithium-Ion UPS, 3000VA, 2700W | Rev Opp | C
PSI5-3000SRT120LI | 1 Phase UPS | Vertiv™ Liebert® PSI5 Lithium-Ion UPS | Liebert PSI5 Lithium-Ion 3000VA Short Depth 3U Rack/Tower UPS 120V | Rev Opp | N
PSI5-48VBATTTAA | 1 Phase UPS | Vertiv™ Liebert® PSI5 UPS, TAA-Compliant, 1,500-3,000VA Line Interactive with AVR, 2U Rack/Tower | Vertiv Liebert PSI5 48V External Battery Cabinet - TAA | Rev Opp | B
PSI5-72VBATT | 1 Phase UPS | Vertiv™ Liebert® PSI5 UPS, 750-5,000VA Line Interactive AVR, Mini Tower, 1U and 2U Rack/Tower | Vertiv Liebert PSI5 72V External Battery Cabinet | A-Ranked | A
PSI5-750MT120 | 1 Phase UPS | Vertiv™ Liebert® PSI5 UPS, 750-5,000VA Line Interactive AVR, Mini Tower, 1U and 2U Rack/Tower | Vertiv Liebert PSI5 750 675W, 120VAC, Mini Tower | A-Ranked | A
PSI5-800RT120 | 1 Phase UPS | Vertiv™ Liebert® PSI5 UPS, 750-5,000VA Line Interactive AVR, Mini Tower, 1U and 2U Rack/Tower | Vertiv Liebert PSI5 800 720W, 120VAC, Rack-tower | A-Ranked | A
GXT5-1000LVRT2UXL | 1 Phase UPS | Vertiv™ Liebert® GXT5 UPS, 500-3000VA 120V UPS | GXT5 1000VA 120V UPS | Rev Opp | B
GXT5-10KHVRT5UXLN | 1 Phase UPS | Vertiv™ Liebert® GXT5 UPS, 3,000-20,000VA 208VAC UPS | 10000VA/10000W, 5U, 208VAC, L-L-G | A-Ranked | A
GXT5-10KMVRT6UXLN | 1 Phase UPS | Vertiv™ Liebert® GXT5 UPS, 3,000-20,000VA 208VAC UPS | 10000VA/10000W, 6U, 120/208VAC, L-L-N-G | Rev Opp | A
GXT5-1500LVRT2UXL | 1 Phase UPS | Vertiv™ Liebert® GXT5 UPS, 500-3000VA 120V UPS | GXT5 1500VA 120V UPS | Rev Opp | A
GXT5-2000LVRT2UXL | 1 Phase UPS | Vertiv™ Liebert® GXT5 UPS, 500-3000VA 120V UPS | GXT5 2000VA 120V UPS | Rev Opp | A
GXT5-3000LVRT2UXL | 1 Phase UPS | Vertiv™ Liebert® GXT5 UPS, 500-3000VA 120V UPS | GXT5 3000VA 120V UPS | Rev Opp | B
GXT5-3KL620RT2UXL | 1 Phase UPS | Vertiv™ Liebert® GXT5 UPS, 3,000-20,000VA 208VAC UPS | 3000VA/2700W, 2U, 208VAC, L6-20P | Rev Opp | A
GXT5-3KL630RT2UXL | 1 Phase UPS | Vertiv™ Liebert® GXT5 UPS, 3,000-20,000VA 208VAC UPS | 3000VA/3000W, 2U, 208VAC, L6-30P | Rev Opp | A
GXT5-5000HVRT5UXLN | 1 Phase UPS | Vertiv™ Liebert® GXT5 UPS, 3,000-20,000VA 208VAC UPS | 5000VA/5000W, 5U, 208VAC, L-L-G | A-Ranked | A
GXT5-5000MVRT4UXLN | 1 Phase UPS | Vertiv™ Liebert® GXT5 UPS, 3,000-20,000VA 208VAC UPS | 5000VA/5000W, 4U, 120/208VAC, L-L-N-G | Rev Opp | B
GXT5-500LVRT2UXL | 1 Phase UPS | Vertiv™ Liebert® GXT5 UPS, 500-3000VA 120V UPS | GXT5 500VA 120V UPS | A-Ranked | A
GXT5-6000MVRT4UXLN | 1 Phase UPS | Vertiv™ Liebert® GXT5 UPS, 3,000-20,000VA 208VAC UPS | 6000VA/6000W, 4U, 120/208VAC, L-L-N-G | Rev Opp | A
GXT5-6KL630RT5UXLN | 1 Phase UPS | Vertiv™ Liebert® GXT5 UPS, 3,000-20,000VA 208VAC UPS | 4900VA/4600W, 5U, 208VAC, L6-30P | Rev Opp | B
GXT5-8000HVRT5UXLN | 1 Phase UPS | Vertiv™ Liebert® GXT5 UPS, 3,000-20,000VA 208VAC UPS | 8000VA/8000W, 5U, 208VAC, L-L-G | A-Ranked | A
GXT5-8000MVRT6UXLN | 1 Phase UPS | Vertiv™ Liebert® GXT5 UPS, 3,000-20,000VA 208VAC UPS | 8000VA/8000W, 6U, 120/208VAC, L-L-N-G | Rev Opp | A
GXT5-EBC144VRT2U | 1 Phase UPS | Vertiv™ Liebert® GXT5 UPS, 3,000-20,000VA 208VAC UPS | GXT5 144V External Battery Cabinet | Rev Opp | A
GXT5-EBC288VRT4U | 1 Phase UPS | Vertiv™ Liebert® GXT5 UPS, 3,000-20,000VA 208VAC UPS | GXT5 288V External Battery cabinet | A-Ranked | A
GXT5-EBC48VRT2U | 1 Phase UPS | Vertiv™ Liebert® GXT5 UPS, 500-3000VA 120V UPS | GXT5 48V External Battery cabinet | Rev Opp | A
GXT5-EBC72VRT2U | 1 Phase UPS | Vertiv™ Liebert® GXT5 UPS, 500-3000VA 120V UPS | GXT5 72V External Battery cabinet | Rev Opp | A
GXT5LI-1000LVRT2UXL | 1 Phase UPS | Vertiv™ Liebert® GXT5 Lithium-Ion UPS 1000 - 3000 VA, 120V | GXT5 Lithium-Ion 1000VA UPS, 120VAC, 2U Rack/Tower | Rev Opp | A
GXT5LI-1000LVRT2UXLN | 1 Phase UPS | Vertiv™ Liebert® GXT5 Lithium-Ion UPS 1000 - 3000 VA, 120V | GXT5 Lithium-Ion 1000VA UPS, 120VAC, 2U Rack/Tower, SNMP Card | A-Ranked | A
GXT5LI-1500LVRT2UXL | 1 Phase UPS | Vertiv™ Liebert® GXT5 Lithium-Ion UPS 1000 - 3000 VA, 120V | GXT5 Lithium-Ion 1500VA UPS, 120VAC, 2U Rack/Tower | Rev Opp | A
GXT5LI-1500LVRT2UXLN | 1 Phase UPS | Vertiv™ Liebert® GXT5 Lithium-Ion UPS 1000 - 3000 VA, 120V | GXT5 Lithium-Ion 1500VA UPS, 120VAC, 2U Rack/Tower, SNMP Card | A-Ranked | A
GXT5LI-2000LVRT2UXL | 1 Phase UPS | Vertiv™ Liebert® GXT5 Lithium-Ion UPS 1000 - 3000 VA, 120V | GXT5 Lithium-Ion 2000VA UPS, 120VAC, 2U Rack/Tower | Rev Opp | A
GXT5LI-2000LVRT2UXLN | 1 Phase UPS | Vertiv™ Liebert® GXT5 Lithium-Ion UPS 1000 - 3000 VA, 120V | GXT5 Lithium-Ion 2000VA UPS, 120VAC, 2U Rack/Tower, SNMP Card | A-Ranked | A
GXT5LI-3000LVRT2UXL | 1 Phase UPS | Vertiv™ Liebert® GXT5 Lithium-Ion UPS 1000 - 3000 VA, 120V | GXT5 Lithium-Ion 3000VA UPS, 120VAC, 2U Rack/Tower | Rev Opp | A
GXT5LI-3000LVRT2UXLN | 1 Phase UPS | Vertiv™ Liebert® GXT5 Lithium-Ion UPS 1000 - 3000 VA, 120V | GXT5 Lithium-Ion 3000VA UPS, 120VAC, 2U Rack/Tower, SNMP Card | A-Ranked | A
MP2-115A | 1 Phase UPS | Liebert® MicroPOD Maintenance Bypass and Output Distribution Accessory | 2U MicroPod Maintenance Bypass for Liebert PSI 1000 and 1440VA, 120V UPS, PSA 350, 500 650 and 1000VA, 120V UPS and Liebert GXT 700, 1000 and 1500VA, 120V UPS | Rev Opp | A
MP2-120C | 1 Phase UPS | Liebert® MicroPOD Maintenance Bypass and Output Distribution Accessory | 2U MicroPod Maintenance Bypass for Liebert GXT 2000VA, 120V UPS | Rev Opp | A
MP2-130C | 1 Phase UPS | Liebert® MicroPOD Maintenance Bypass and Output Distribution Accessory | 2U MicroPod Maintenance Bypass for Liebert PSI and Liebert GXT 3000VA, 120V UPS | Rev Opp | A
MP2-220N | 1 Phase UPS | Liebert® MicroPOD Maintenance Bypass and Output Distribution Accessory | 2U MicroPod Maintenance Bypass for Liebert GXT 2700VA, 208V UPS | A-Ranked | A
PD2-101 | 1 Phase UPS | Vertiv™ Liebert® GXT POD | GXT3 8/10kVA POD, Output Distribution, 208/120, (2) L6-30 (8) 5-20R | Rev Opp | B
PD2-103 | 1 Phase UPS | Vertiv™ Liebert® GXT POD | GXT3 8/10kVA POD, Output Distribution, 208V/120V, (4) 5-20R, (4) L6-30R | Rev Opp | A
PD2-104 | 1 Phase UPS | Vertiv™ Liebert® GXT POD | GXT3 8/10kVA POD, Output Distribution, 208V/120V, (4) 5-20R, (2) L6-30R, (2) L6-20R | Rev Opp | A
PD5-001 | 1 Phase UPS | Vertiv™ Liebert® GXT5 PD5 POD | L14-30P input, with (1) L6-30R, (1) L14-30R, (4) 5-15/20R T-slot Output receptacles | A-Ranked | A
PD5-002 | 1 Phase UPS | Vertiv™ Liebert® GXT5 PD5 POD | L14-30P input, with (2) L6-20R, (2) 5-15/20R T-slot Output receptacles | A-Ranked | A
PD5-003 | 1 Phase UPS | Vertiv™ Liebert® GXT5 PD5 POD | L14-30P input, with (2) L6-30R, (4) 5-15/20R T-slot Output receptacles | Rev Opp | A
PD5-004 | 1 Phase UPS | Vertiv™ Liebert® GXT5 PD5 POD | L14-30P input, with (4) L5-20R, (2) L5-30R Output receptacles | A-Ranked | A
PD5-005 | 1 Phase UPS | Vertiv™ Liebert® GXT5 PD5 POD | L14-30P Input, with (4) L5-20R, (2) L6-30R Output receptacles | A-Ranked | A
PD5-006 | 1 Phase UPS | Vertiv™ Liebert® GXT5 PD5 POD | L14-30P Input, with (4) L6-20R Output receptacles | A-Ranked | A
PD5-201 | 1 Phase UPS | Vertiv™ Liebert® GXT5 PD5 POD | Vertiv GXT5 5kVA HV Maintenance Bypass and Output Power Distribution Accessory | A-Ranked | A
PD5-202 | 1 Phase UPS | Vertiv™ Liebert® GXT5 PD5 POD | Vertiv GXT5 8/10kVA HV Maintenance Bypass and Output Power Distribution Accessory | A-Ranked | A
GXT5-1000LVRT2UXLTAA | 1 Phase UPS | Vertiv™ Liebert® GXT5 TAA, 1000-3000VA VRLA UPS | GXT5 TAA 1000VA 120V UPS, Rack/Tower
GXT5-1000LVRT2UXLTAAN | 1 Phase UPS | Vertiv™ Liebert® GXT5 TAA, 1000-3000VA VRLA UPS | GXT5 TAA 1000VA 120V UPS, Rack/Tower, RDU101
GXT5-1500LVRT2UXLTAA | 1 Phase UPS | Vertiv™ Liebert® GXT5 TAA, 1000-3000VA VRLA UPS | GXT5 TAA 1500VA 120V UPS, Rack/Tower
GXT5-1500LVRT2UXLTAAN | 1 Phase UPS | Vertiv™ Liebert® GXT5 TAA, 1000-3000VA VRLA UPS | GXT5 TAA 1500VA 120V UPS, Rack/Tower, RDU101
GXT5-2000LVRT2UXLTAA | 1 Phase UPS | Vertiv™ Liebert® GXT5 TAA, 1000-3000VA VRLA UPS | GXT5 TAA 2000VA 120V UPS, Rack/Tower
GXT5-2000LVRT2UXLTAAN | 1 Phase UPS | Vertiv™ Liebert® GXT5 TAA, 1000-3000VA VRLA UPS | GXT5 TAA 2000VA 120V UPS, Rack/Tower, RDU101
GXT5-3000LVRT2UXLTAA | 1 Phase UPS | Vertiv™ Liebert® GXT5 TAA, 1000-3000VA VRLA UPS | GXT5 TAA 3000VA 120V UPS, Rack/Tower
GXT5-3000LVRT2UXLTAAN | 1 Phase UPS | Vertiv™ Liebert® GXT5 TAA, 1000-3000VA VRLA UPS | GXT5 TAA 3000VA 120V UPS, Rack/Tower, RDU101

## Consumer-SOHO Assortment
Item | Product Family (Web) | Invoicing Description
PST5-350MT120 | Vertiv™ Liebert® PST5 UPS | PST5 350VA 200W Battery Backup
PST5-500MT120 | Vertiv™ Liebert® PST5 UPS | PST5 500VA 300W Battery Backup
PST5-660MT120 | Vertiv™ Liebert® PST5 UPS | PST5 660VA 400W Battery Backup
PST5-850MT120 | Vertiv™ Liebert® PST5 UPS | PST5 850VA 500W Battery Backup
PSA5-500MT120 | Vertiv™ Liebert® PSA5 UPS | PSA5 500VA 300W LCD Tower UPS
PSA5-700MT120 | Vertiv™ Liebert® PSA5 UPS | PSA5 700VA 420W LCD Tower UPS
PSA5-1000MT120 | Vertiv™ Liebert® PSA5 UPS | PSA5 1000VA 600W LCD Tower UPS
PSA5-1500MT120 | Vertiv™ Liebert® PSA5 UPS | PSA5 1500VA 900W LCD Tower UPS

## Avocent Assortment
Item | Product Family (Web) | Invoicing Description
ACS8008-LN-DAC-400 | Vertiv™ Avocent® ACS 8000 Serial Consoles | 8 Port ACS8000, 4G/LTE NA, Dual AC, TAA
ACS8008MDAC-400 | Vertiv™ Avocent® ACS 8000 Serial Consoles | 8-Port ACS8000 Console System with dual AC Power Supply and Analog Modem
ACS8008-NA-DAC-400 | Vertiv™ Avocent® ACS 8000 Serial Consoles | 8 Port ACS8000, 4G/LTE NA2, DualAC, TAA
ACS8016DAC-400 | Vertiv™ Avocent® ACS 8000 Serial Consoles | 16-Port ACS8000 Console System with dual AC Power Supply
ACS8016-LN-DAC-400 | Vertiv™ Avocent® ACS 8000 Serial Consoles | 16 Port ACS8000, 4G/LTE NA, Dual AC, TAA
ACS8016MDAC-400 | Vertiv™ Avocent® ACS 8000 Serial Consoles | 16-Port ACS8000 Console System with dual AC Power Supply and Analog Modem
ACS8016-NA-DAC-400 | Vertiv™ Avocent® ACS 8000 Serial Consoles | 16 Port ACS8000, 4G/LTE NA2, DualAC, TAA
ACS8032-LN-DAC-400 | Vertiv™ Avocent® ACS 8000 Serial Consoles | 32 Port ACS8000, 4G/LTE NA, Dual AC, TAA
ACS8032MDAC-400 | Vertiv™ Avocent® ACS 8000 Serial Consoles | 32-Port ACS8000 Console System with dual AC Power Supply and Analog Modem
ACS8032-NA-DAC-400 | Vertiv™ Avocent® ACS 8000 Serial Consoles | 32 Port ACS8000, 4G/LTE NA2, DualAC, TAA
ACS8048DAC-400 | Vertiv™ Avocent® ACS 8000 Serial Consoles | 48-Port ACS8000 Console System with dual AC Power Supply
ACS8048-LN-DAC-400 | Vertiv™ Avocent® ACS 8000 Serial Consoles | 48 Port ACS8000, 4G/LTE NA, Dual AC, TAA
ACS8048MDAC-400 | Vertiv™ Avocent® ACS 8000 Serial Consoles | 48-Port ACS8000 Console System with dual AC Power Supply and Analog Modem
ACS8048-NA-DAC-400 | Vertiv™ Avocent® ACS 8000 Serial Consoles | 48 Port ACS8000, 4G/LTE NA2, DualAC, TAA
ACS804MEAC-400 | Vertiv™ Avocent® ACS 8000 Serial Consoles | 4-Port ACS800 Serial Console with analog modem, external AC/DC Power Brick - Global Datacenter PDU Power Cord
ADX-HDMI-400 | Vertiv™ Avocent® ADX Ecosystem | Vertiv Avocent ADX 4K HDMI Adapter
ADX-IPIQ-400 | Vertiv™ Avocent® ADX Ecosystem | Vertiv Avocent ADX IPIQ IP KVM device
ADX-IPUHD-400 | Vertiv™ Avocent® ADX Ecosystem | Vertiv Avocent ADX IPUHD 4K IP KVM device
ADX-MP1000DAC-400 | Vertiv™ Avocent® ADX Ecosystem | Vertiv Avocent ADX Management Platform
ADX-RM1048PDAC-400 | Vertiv™ Avocent® ADX Ecosystem | Vertiv Avocent ADX Rack Manager, 48 PoE Ports
AV3108-400 | Avocent AV 3000 Series KVM over IP Switching Solutions | 8 port AutoView KVM with 1 local and 1 remote users, VM and CAC, TAA
AV3216-400 | Avocent AV 3000 Series KVM over IP Switching Solutions | 16 port AutoView KVM with 2 local and 1 remote users, VM and CAC, TAA
HMX5100R-001 | Avocent HMX 5000 High Performance KVM Systems | HMX RX single DVI-D, USB, audio, SFP
HMX5100T-001 | Avocent HMX 5000 High Performance KVM Systems | HMX TX single DVI-D, USB, audio, SFP
HMX5150T-DP | Avocent HMX 5000 High Performance KVM Systems | HMXTX SNGL DP,USB,Audio, Zero U
HMX5150T-VGA | Avocent HMX 5000 High Performance KVM Systems | HMXTX SNGL VGA,USB,Audio, Zero U
HMX5200R-001 | Avocent HMX 5000 High Performance KVM Systems | HMX RX dual DVI-D, USB, audio, SFP
HMX5200T-001 | Avocent HMX 5000 High Performance KVM Systems | HMX TX dual DVI-D, USB, audio, SFP
HMX6150T-DP | Avocent HMX 6000 High Performance KVM Systems | HMXTX DP, USB 2.0, Audio, Zero U
HMX6150T-HDMI | Avocent HMX 6000 High Performance KVM Systems | HMXTX HDMI, USB 2.0 , Audio, Zero U
HMX6200T-001 | Avocent HMX 6000 High Performance KVM Systems | HMX TX dual DVI-D,QSXGA,USB,audio,SFP
HMX6500R-400 | Avocent HMX 6000 High Performance KVM Systems | DH-DP RX, AUDIO, USB 2.0, VDI
LRA185KMM16D-001 | Avocent LCD Local Rack Access Console | LCD,16P KVM, 16 CABLES, USB KB-US INTL
LRA185KMM16D-G01 | Avocent LCD Local Rack Access Console | LCD,16P KVM, 16 CABLES, USB KB-US INTL, TAA Compliant
LRA185KMM8D-G01 | Avocent LCD Local Rack Access Console | LCD,8P KVM, 8 CABLES, USB KB-US INTL, TAA Compliant
LRA185KMM-G01 | Avocent LCD Local Rack Access Console | 18.5 LCD, USB KB, 2USB PASS-US INTL ENG, TAA Compliant
LV5020P-001 | Avocent LV 5000 KVM Extender Series | LongView dual DP,USB,audio,CATx 150M
MPU108EDAC-400 | Avocent MergePoint Unity Digital KVM Switches | 8 port, 1 digital KVM path, dual AC Power Supply "1 local user" TAA
MPU2016DAC-400 | Avocent MergePoint Unity Digital KVM Switches | 16 port, 2 digital KVM paths, dual AC Power Supply "1 local user" TAA
MPU2032DAC-400 | Avocent MergePoint Unity Digital KVM Switches | 32 port, 2 digital KVM paths, dual AC Power Supply "1 local user" TAA
MPU4032DAC-400 | Avocent MergePoint Unity Digital KVM Switches | 32 port, 4 digital KVM paths, dual AC Power Supply "1 local user" TAA
MPU8032DAC-400 | Avocent MergePoint Unity Digital KVM Switches | 32 port, 8 digital KVM paths, dual AC Power Supply "1 local user" TAA
MPUIQ-SRL | Avocent MergePoint Unity Digital KVM Switches | MergePoint Unity Serial IQ module
MPUIQ-VMCDP | Avocent MergePoint Unity Digital KVM Switches | Server Interface Module for DisplayPort video, USB keyboard/mouse supporting virtual media, CAC and USB2.0. Used with MPU appliance.
MPUIQ-VMCHD | Avocent MergePoint Unity Digital KVM Switches | Server Interface Module for HDMI video, USB keyboard/mouse supporting virtual media, CAC and USB2.0. Used with MPU appliance.
MPUIQ-VMCHS-G01 | Avocent MergePoint Unity Digital KVM Switches | Server interface module for VGA, USB keyboard, mouse supporting virtual media, CAC and USB2.0. Used with DSR and MPU appliances. TAA Compliant
SC820D-001 | Cybex™ SC800 Series Secure Desktop KVM Switches | 2-port secure desktop KVM, Display Port, USB 2.0 peripheral ports, audio TAA Compliant
SC820DP-001 | Cybex™ SC800 Series Secure Desktop KVM Switches | 2Port Single-Head Secure KVM, DP in/DP out
SC820DPH-400 | Cybex™ SC800 DPH, DPHC and DVI-D Series Secure Desktop KVM Switches | CYBEX™ SC Universal DP/H Secure KVM Switch 2-Port Single Display, PP4.0
SC840-001 | Cybex™ SC800 Series Secure Desktop KVM Switches | 4-Port DVI-I Secure KVM TAA Compliant
SC840D-001 | Cybex™ SC800 Series Secure Desktop KVM Switches | 4-Port DisplayPort Secure KVM TAA Compliant
SC840DPH-400 | Cybex™ SC800 DPH, DPHC and DVI-D Series Secure Desktop KVM Switches | CYBEX™ SC Universal DP/H Secure KVM Switch 4-Port Single Display, PP4.0
SC840DPHC-400 | Cybex™ SC800 DPH, DPHC and DVI-D Series Secure Desktop KVM Switches | CYBEX™ SC Universal DP/H + USB-C Secure KVM Switch 4-Port Single Display, PP4.0
SC845-001 | Cybex™ SC800 Series Secure Desktop KVM Switches | 4-Port DVI-I Secure KVM DPP TAA Compliant
SC845D-001 | Cybex™ SC800 Series Secure Desktop KVM Switches | 4-Port DisplayPort Secure KVM DPP TAA Compliant
SC845DPH-400 | Cybex™ SC800 DPH, DPHC and DVI-D Series Secure Desktop KVM Switches | CYBEX™ SC Universal DP/H Secure KVM Switch 4-Port Single Display with CAC, PP4.0
SC845DPHC-400 | Cybex™ SC800 DPH, DPHC and DVI-D Series Secure Desktop KVM Switches | CYBEX™ SC Universal DP/H + USB-C Secure KVM Switch 4-Port Single Display, with CAC,PP4.0
SC885-001 | Cybex™ SC800 Series Secure Desktop KVM Switches | 8-Port DVI-I Secure KVM DPP TAA Compliant
SC920DPH-400 | Cybex™ SC900 DPH, DPHC and DVI-D Series Secure Desktop KVM Switches | CYBEX™ SC Universal DP/H Secure KVM Switch 2-Port Dual Display, PP4.0
SC940-001 | Cybex™ SC900 Series Secure Desktop KVM Switches | 4-Port DVI-I DH Secure KVM TAA Compliant
SC940D-001 | Cybex™ SC900 Series Secure Desktop KVM Switches | 4-Port DisplayPort DH Secure KVM TAA Compliant
SC940DP-001 | Cybex™ SC900 Series Secure Desktop KVM Switches | 4Port Dual-Head Secure KVM, DP in/DP out
SC940DPH-400 | Cybex™ SC900 DPH, DPHC and DVI-D Series Secure Desktop KVM Switches | CYBEX™ SC Universal DP/H Secure KVM Switch 4-Port Dual Display, PP4.0
SC940DPHC-400 | Cybex™ SC900 DPH, DPHC and DVI-D Series Secure Desktop KVM Switches | CYBEX™ SC Universal DP/H + USB-C Secure KVM Switch 4-Port Dual Display, PP4.0
SC940DVI-400 | Cybex™ SC900 DPH, DPHC and DVI-D Series Secure Desktop KVM Switches | CYBEX™ SC DVI Secure KVM Switch 4-Port Dual Display, PP4.0
SC940H-001 | Cybex™ SC900 Series Secure Desktop KVM Switches | 4-Port HDMI DH Secure KVM TAA Compliant
SC945-001 | Cybex™ SC900 Series Secure Desktop KVM Switches | 4-Port DVI-I DH Secure KVM DPP TAA Compliant
SC945D-001 | Cybex™ SC900 Series Secure Desktop KVM Switches | 4-Port DisplayPort DH Secure KVM DPP TAA Compliant
SC945DP-001 | Cybex™ SC900 Series Secure Desktop KVM Switches | 4Port Dual-Head Secure KVM, DP in/DP out, DPP (Dedicated Peripheral Port)
SC945DPH-400 | Cybex™ SC900 DPH, DPHC and DVI-D Series Secure Desktop KVM Switches | CYBEX™ SC Universal DP/H Secure KVM Switch 4-Port Dual Display with CAC, PP4.0
SC945DPHC-400 | Cybex™ SC900 DPH, DPHC and DVI-D Series Secure Desktop KVM Switches | CYBEX™ SC Universal DP/H + USB-C Secure KVM Switch 4-Port Dual Display with CAC, PP4.0
SC985-001 | Cybex™ SC900 Series Secure Desktop KVM Switches | 8-Port DVI-I DH Secure KVM DPP TAA Compliant
SC985DP-001 | Cybex™ SC900 Series Secure Desktop KVM Switches | 8Port Dual-Head Secure KVM, DP in/DP out, DPP (Dedicated Peripheral Port)
SC985DPH-400 | Cybex™ SC900 DPH, DPHC and DVI-D Series Secure Desktop KVM Switches | CYBEX™ SC Universal DP/H Secure KVM Switch 8-Port Dual Display with CAC, PP4.0
SCM185DPH-400 | Vertiv™ Cybex™ SCM100 Series Secure Desktop Matrix | CYBEX™ SC Universal DP/H Secure Desktop Matrix 2x8 KVM with CAC, PP4.0
SCMV2160DPH-400 | Vertiv™ Cybex™ Secure MultiViewer KVM Switch | CYBEX™ SC Universal DP/H Secure 16-Port MultiViewer KVM, PP4.0
SCMV245DPH-400 | Vertiv™ Cybex™ Secure MultiViewer KVM Switch | CYBEX™ SC Universal DP/H Secure 4-Port MultiViewer KVM with CAC, PP4.0
SCMV285DPH-400 | Vertiv™ Cybex™ Secure MultiViewer KVM Switch | CYBEX™ SC Universal DP/H Secure 8-Port MultiViewer KVM, PP4.0
SFIQ-VGA | Avocent® SFIQ VGA Dongle | Small Form Factor, Server Interface Module for VGA, USB keyboard, mouse. Supports virtual media, CAC and USB 2.0. Used with all MPU, AV3108 and AV3216 appliances.
SFIQ-VGA08 | Avocent® SFIQ VGA Dongle | Small Form Factor, Server Interface Module for VGA, USB keyboard, mouse. Supports virtual media, CAC and USB 2.0. Used with all MPU, AV3108 and AV3216 appliances. (8 pack)
SV240DPH-400 | Avocent® SwitchView™ 200 Series Desktop KVM Switches | Avocent® SV Universal DP/H KVM Switch 4-Port Single Display
SV340DPH-400 | Avocent® SwitchView™ 300 Series Desktop KVM Switches | Avocent® SV Universal DP/H KVM Switch 4-Port Dual Display
SVM180DPH-400 | Vertiv™ Avocent® SwitchView™ Matrix | Avocent® SV Universal DP/H Desktop Matrix 2x8 KVM
SVMV240DPH-400 | Vertiv™ Avocent® Commercial MultiViewer KVM Switch | Avocent® SV Universal DP/H 4-Port MultiViewer KVM
SVMV280DPH-400 | Vertiv™ Avocent® Commercial MultiViewer KVM Switch | Avocent® SV Universal DP/H 8-Port MultiViewer KVM

## Liebert UPS Assortment
Item | Product Type | Product Family (Web) | Invoicing Description
GXT5-1000LVRT2UXL | 1 Phase UPS | Vertiv™ Liebert® GXT5 UPS, 500-3000VA 120V UPS | GXT5 1000VA 120V UPS
GXT5-10KHVRT5UXLN | 1 Phase UPS | Vertiv™ Liebert® GXT5 UPS, 3,000-20,000VA 208VAC UPS | 10000VA/10000W, 5U, 208VAC, L-L-G
GXT5-10KMVRT6UXLN | 1 Phase UPS | Vertiv™ Liebert® GXT5 UPS, 3,000-20,000VA 208VAC UPS | 10000VA/10000W, 6U, 120/208VAC, L-L-N-G
GXT5-1500LVRT2UXL | 1 Phase UPS | Vertiv™ Liebert® GXT5 UPS, 500-3000VA 120V UPS | GXT5 1500VA 120V UPS
GXT5-2000LVRT2UXL | 1 Phase UPS | Vertiv™ Liebert® GXT5 UPS, 500-3000VA 120V UPS | GXT5 2000VA 120V UPS
GXT5-3000LVRT2UXL | 1 Phase UPS | Vertiv™ Liebert® GXT5 UPS, 500-3000VA 120V UPS | GXT5 3000VA 120V UPS
GXT5-3KL620RT2UXL | 1 Phase UPS | Vertiv™ Liebert® GXT5 UPS, 3,000-20,000VA 208VAC UPS | 3000VA/2700W, 2U, 208VAC, L6-20P
GXT5-3KL630RT2UXL | 1 Phase UPS | Vertiv™ Liebert® GXT5 UPS, 3,000-20,000VA 208VAC UPS | 3000VA/3000W, 2U, 208VAC, L6-30P
GXT5-5000HVRT5UXLN | 1 Phase UPS | Vertiv™ Liebert® GXT5 UPS, 3,000-20,000VA 208VAC UPS | 5000VA/5000W, 5U, 208VAC, L-L-G
GXT5-5000MVRT4UXLN | 1 Phase UPS | Vertiv™ Liebert® GXT5 UPS, 3,000-20,000VA 208VAC UPS | 5000VA/5000W, 4U, 120/208VAC, L-L-N-G
GXT5-500LVRT2UXL | 1 Phase UPS | Vertiv™ Liebert® GXT5 UPS, 500-3000VA 120V UPS | GXT5 500VA 120V UPS
GXT5-6000MVRT4UXLN | 1 Phase UPS | Vertiv™ Liebert® GXT5 UPS, 3,000-20,000VA 208VAC UPS | 6000VA/6000W, 4U, 120/208VAC, L-L-N-G
GXT5-6KL630RT5UXLN | 1 Phase UPS | Vertiv™ Liebert® GXT5 UPS, 3,000-20,000VA 208VAC UPS | 4900VA/4600W, 5U, 208VAC, L6-30P
GXT5-8000HVRT5UXLN | 1 Phase UPS | Vertiv™ Liebert® GXT5 UPS, 3,000-20,000VA 208VAC UPS | 8000VA/8000W, 5U, 208VAC, L-L-G
GXT5-8000MVRT6UXLN | 1 Phase UPS | Vertiv™ Liebert® GXT5 UPS, 3,000-20,000VA 208VAC UPS | 8000VA/8000W, 6U, 120/208VAC, L-L-N-G
GXT5-EBC144VRT2U | 1 Phase UPS | Vertiv™ Liebert® GXT5 UPS, 3,000-20,000VA 208VAC UPS | GXT5 144V External Battery Cabinet
GXT5-EBC288VRT4U | 1 Phase UPS | Vertiv™ Liebert® GXT5 UPS, 3,000-20,000VA 208VAC UPS | GXT5 288V External Battery cabinet
GXT5-EBC48VRT2U | 1 Phase UPS | Vertiv™ Liebert® GXT5 UPS, 500-3000VA 120V UPS | GXT5 48V External Battery cabinet
GXT5-EBC72VRT2U | 1 Phase UPS | Vertiv™ Liebert® GXT5 UPS, 500-3000VA 120V UPS | GXT5 72V External Battery cabinet
GXT5LI-1000LVRT2UXL | 1 Phase UPS | Vertiv™ Liebert® GXT5 Lithium-Ion UPS 1000 - 3000 VA, 120V | GXT5 Lithium-Ion 1000VA UPS, 120VAC, 2U Rack/Tower
GXT5LI-1000LVRT2UXLN | 1 Phase UPS | Vertiv™ Liebert® GXT5 Lithium-Ion UPS 1000 - 3000 VA, 120V | GXT5 Lithium-Ion 1000VA UPS, 120VAC, 2U Rack/Tower, SNMP Card
GXT5LI-1500LVRT2UXL | 1 Phase UPS | Vertiv™ Liebert® GXT5 Lithium-Ion UPS 1000 - 3000 VA, 120V | GXT5 Lithium-Ion 1500VA UPS, 120VAC, 2U Rack/Tower
GXT5LI-1500LVRT2UXLN | 1 Phase UPS | Vertiv™ Liebert® GXT5 Lithium-Ion UPS 1000 - 3000 VA, 120V | GXT5 Lithium-Ion 1500VA UPS, 120VAC, 2U Rack/Tower, SNMP Card
GXT5LI-2000LVRT2UXL | 1 Phase UPS | Vertiv™ Liebert® GXT5 Lithium-Ion UPS 1000 - 3000 VA, 120V | GXT5 Lithium-Ion 2000VA UPS, 120VAC, 2U Rack/Tower
GXT5LI-2000LVRT2UXLN | 1 Phase UPS | Vertiv™ Liebert® GXT5 Lithium-Ion UPS 1000 - 3000 VA, 120V | GXT5 Lithium-Ion 2000VA UPS, 120VAC, 2U Rack/Tower, SNMP Card
GXT5LI-3000LVRT2UXL | 1 Phase UPS | Vertiv™ Liebert® GXT5 Lithium-Ion UPS 1000 - 3000 VA, 120V | GXT5 Lithium-Ion 3000VA UPS, 120VAC, 2U Rack/Tower
GXT5LI-3000LVRT2UXLN | 1 Phase UPS | Vertiv™ Liebert® GXT5 Lithium-Ion UPS 1000 - 3000 VA, 120V | GXT5 Lithium-Ion 3000VA UPS, 120VAC, 2U Rack/Tower, SNMP Card
MP2-115A | 1 Phase UPS | Liebert® MicroPOD Maintenance Bypass and Output Distribution Accessory | 2U MicroPod Maintenance Bypass for Liebert PSI 1000 and 1440VA, 120V UPS, PSA 350, 500 650 and 1000VA, 120V UPS and Liebert GXT 700, 1000 and 1500VA, 120V UPS
MP2-120C | 1 Phase UPS | Liebert® MicroPOD Maintenance Bypass and Output Distribution Accessory | 2U MicroPod Maintenance Bypass for Liebert GXT 2000VA, 120V UPS
MP2-130C | 1 Phase UPS | Liebert® MicroPOD Maintenance Bypass and Output Distribution Accessory | 2U MicroPod Maintenance Bypass for Liebert PSI and Liebert GXT 3000VA, 120V UPS
MP2-220N | 1 Phase UPS | Liebert® MicroPOD Maintenance Bypass and Output Distribution Accessory | 2U MicroPod Maintenance Bypass for Liebert GXT 2700VA, 208V UPS
PD2-101 | 1 Phase UPS | Vertiv™ Liebert® GXT POD | GXT3 8/10kVA POD, Output Distribution, 208/120, (2) L6-30 (8) 5-20R
PD2-103 | 1 Phase UPS | Vertiv™ Liebert® GXT POD | GXT3 8/10kVA POD, Output Distribution, 208V/120V, (4) 5-20R, (4) L6-30R
PD2-104 | 1 Phase UPS | Vertiv™ Liebert® GXT POD | GXT3 8/10kVA POD, Output Distribution, 208V/120V, (4) 5-20R, (2) L6-30R, (2) L6-20R
PD5-001 | 1 Phase UPS | Vertiv™ Liebert® GXT5 PD5 POD | L14-30P input, with (1) L6-30R, (1) L14-30R, (4) 5-15/20R T-slot Output receptacles
PD5-002 | 1 Phase UPS | Vertiv™ Liebert® GXT5 PD5 POD | L14-30P input, with (2) L6-20R, (2) 5-15/20R T-slot Output receptacles
PD5-003 | 1 Phase UPS | Vertiv™ Liebert® GXT5 PD5 POD | L14-30P input, with (2) L6-30R, (4) 5-15/20R T-slot Output receptacles
PD5-004 | 1 Phase UPS | Vertiv™ Liebert® GXT5 PD5 POD | L14-30P input, with (4) L5-20R, (2) L5-30R Output receptacles
PD5-005 | 1 Phase UPS | Vertiv™ Liebert® GXT5 PD5 POD | L14-30P Input, with (4) L5-20R, (2) L6-30R Output receptacles
PD5-006 | 1 Phase UPS | Vertiv™ Liebert® GXT5 PD5 POD | L14-30P Input, with (4) L6-20R Output receptacles
PD5-201 | 1 Phase UPS | Vertiv™ Liebert® GXT5 PD5 POD | Vertiv GXT5 5kVA HV Maintenance Bypass and Output Power Distribution Accessory
PD5-202 | 1 Phase UPS | Vertiv™ Liebert® GXT5 PD5 POD | Vertiv GXT5 8/10kVA HV Maintenance Bypass and Output Power Distribution Accessory
PSA5-1000MT120 | 1 Phase UPS | Vertiv™ Liebert® PSA5 UPS | PSA5 1000VA 600W LCD Tower UPS
PSA5-1500MT120 | 1 Phase UPS | Vertiv™ Liebert® PSA5 UPS | PSA5 1500VA 900W LCD Tower UPS
PSA5-500MT120 | 1 Phase UPS | Vertiv™ Liebert® PSA5 UPS | PSA5 500VA 300W LCD Tower UPS
PSA5-700MT120 | 1 Phase UPS | Vertiv™ Liebert® PSA5 UPS | PSA5 700VA 420W LCD Tower UPS
PSI5-1000RM1201U | 1 Phase UPS | Vertiv™ Liebert® PSI5 UPS, 750-5,000VA Line Interactive AVR, Mini Tower, 1U and 2U Rack/Tower | Vertiv Liebert PSI5 1000 900W, 120VAC, 1U Rack Mount
PSI5-1100RT120 | 1 Phase UPS | Vertiv™ Liebert® PSI5 UPS, 750-5,000VA Line Interactive AVR, Mini Tower, 1U and 2U Rack/Tower | Vertiv Liebert PSI5 1100 990W, 120VAC, Rack-tower
PSI5-1500MT120 | 1 Phase UPS | Vertiv™ Liebert® PSI5 UPS, 750-5,000VA Line Interactive AVR, Mini Tower, 1U and 2U Rack/Tower | Vertiv Liebert PSI5 1500 1350W, 120VAC, Mini Tower
PSI5-1500MT120LI | 1 Phase UPS | Vertiv™ Liebert® PSI5 Lithium-Ion UPS | Vertiv Liebert PSI5 Lithium-Ion UPS 1500VA/1350W 120V AVR Mini Tower
PSI5-1500RM1201U | 1 Phase UPS | Vertiv™ Liebert® PSI5 UPS, 750-5,000VA Line Interactive AVR, Mini Tower, 1U and 2U Rack/Tower | Vertiv Liebert PSI5 1500 1350W, 120VAC, 1U Rack Mount
PSI5-1500RT120 | 1 Phase UPS | Vertiv™ Liebert® PSI5 UPS, 750-5,000VA Line Interactive AVR, Mini Tower, 1U and 2U Rack/Tower | Vertiv Liebert PSI5 1500 1350W, 120VAC, Rack-tower
PSI5-1500RT120LI | 1 Phase UPS | Vertiv™ Liebert® PSI5 Lithium-Ion UPS | Liebert PSI5 Lithium-Ion 1500VA PSI5 Lithium-Ion UPS, 1500VA, 1350W
PSI5-1500RT120TAA | 1 Phase UPS | Vertiv™ Liebert® PSI5 UPS, TAA-Compliant, 1,500-3,000VA Line Interactive with AVR, 2U Rack/Tower | Vertiv Liebert PSI5 1500 1350W, 120VAC, Rack-tower - TAA
PSI5-2200RT120 | 1 Phase UPS | Vertiv™ Liebert® PSI5 UPS, 750-5,000VA Line Interactive AVR, Mini Tower, 1U and 2U Rack/Tower | Vertiv Liebert PSI5 2200 1920W, 120VAC, Rack-tower
PSI5-2200RT120LI | 1 Phase UPS | Vertiv™ Liebert® PSI5 Lithium-Ion UPS | Vertiv Liebert PSI5 Lithium-Ion UPS 1920VA/1920W 120V AVR Rack/Tower
PSI5-2200RT120LIN | 1 Phase UPS | Vertiv™ Liebert® PSI5 Lithium-Ion UPS | Vertiv Liebert PSI5 Lithium-Ion UPS 1920VA/1920W AVR Rack with SNMP Card
PSI5-2200RT120TAA | 1 Phase UPS | Vertiv™ Liebert® PSI5 UPS, TAA-Compliant, 1,500-3,000VA Line Interactive with AVR, 2U Rack/Tower | Vertiv Liebert PSI5 2200 1920W, 120VAC, Rack-tower - TAA
PSI5-24VBATT | 1 Phase UPS | Vertiv™ Liebert® PSI5 UPS, 750-5,000VA Line Interactive AVR, Mini Tower, 1U and 2U Rack/Tower | Vertiv Liebert PSI5 24V External Battery Cabinet
PSI5-3000RT120 | 1 Phase UPS | Vertiv™ Liebert® PSI5 UPS, 750-5,000VA Line Interactive AVR, Mini Tower, 1U and 2U Rack/Tower | Vertiv Liebert PSI5 3000 2700W, 120VAC, Rack-tower
PSI5-3000RT120LI | 1 Phase UPS | Vertiv™ Liebert® PSI5 Lithium-Ion UPS | Liebert PSI5 Lithium-Ion 3000VA PSI5 Lithium-Ion UPS, 3000VA, 2700W
PSI5-3000SRT120LI | 1 Phase UPS | Vertiv™ Liebert® PSI5 Lithium-Ion UPS | Liebert PSI5 Lithium-Ion 3000VA Short Depth 3U Rack/Tower UPS 120V
PSI5-48VBATTTAA | 1 Phase UPS | Vertiv™ Liebert® PSI5 UPS, TAA-Compliant, 1,500-3,000VA Line Interactive with AVR, 2U Rack/Tower | Vertiv Liebert PSI5 48V External Battery Cabinet - TAA
PSI5-72VBATT | 1 Phase UPS | Vertiv™ Liebert® PSI5 UPS, 750-5,000VA Line Interactive AVR, Mini Tower, 1U and 2U Rack/Tower | Vertiv Liebert PSI5 72V External Battery Cabinet
PSI5-750MT120 | 1 Phase UPS | Vertiv™ Liebert® PSI5 UPS, 750-5,000VA Line Interactive AVR, Mini Tower, 1U and 2U Rack/Tower | Vertiv Liebert PSI5 750 675W, 120VAC, Mini Tower
PSI5-800RT120 | 1 Phase UPS | Vertiv™ Liebert® PSI5 UPS, 750-5,000VA Line Interactive AVR, Mini Tower, 1U and 2U Rack/Tower | Vertiv Liebert PSI5 800 720W, 120VAC, Rack-tower
PST5-350MT120 | 1 Phase UPS | Vertiv™ Liebert® PST5 UPS | PST5 350VA 200W Battery Backup
PST5-500MT120 | 1 Phase UPS | Vertiv™ Liebert® PST5 UPS | PST5 500VA 300W Battery Backup
PST5-660MT120 | 1 Phase UPS | Vertiv™ Liebert® PST5 UPS | PST5 660VA 400W Battery Backup
PST5-850MT120 | 1 Phase UPS | Vertiv™ Liebert® PST5 UPS | PST5 850VA 500W Battery Backup
TDU-3500RTL620 | 1 Phase UPS | Liebert® TDU | Liebert TDU 2U Rack Mount Stepdown Transformer, (8) 5-15/20R, (2) L5-20R
TDU-4000RTL630 | 1 Phase UPS | Liebert® TDU | Liebert TDU 2U Rack Mount Stepdown Transformer, (8) 5-15/20R, (2) L5-20R
TDU-6000RTL630 | 1 Phase UPS | Liebert® TDU | Liebert TDU 2U Rack Mount Stepdown Transformer, (8) 5-15/20R, (2) L5-30R
A2D-10 | Digital Ecosystem | Vertiv™ Geist™ Analog-to-Digital Converter | Analog to digital converter providing the ability to connect a dry contact or 0-10V sensor to an RJ12 sensor port. Includes a 10ft / 3m cable.
GT3HD | Digital Ecosystem | Vertiv™ Geist™ Temperature x3, Humidity, Dew Point Sensor | Temperature, humidity, and dew point sensor with dual inputs for included 3ft / .9m and 6ft / 1.8m temperature sensors for monitoring top, middle, and bottom of a rack/cabinet. Includes 10ft / 3.1m cable.
IS-UNITY-DP | Digital Ecosystem | Vertiv™ Liebert® IntelliSlot Unity Communications Card | IntelliSlot Unity Card provides 2 selected SNMP, Modbus IP/485 and BACnet IP connections supporting Liebert APM, Liebert APS, Liebert CRV, Liebert DSE, Liebert HPC, Liebert HPM, Liebert NXC, Liebert NXL, Liebert NXR, Liebert XDC (iCOM Control), Liebert XDP (iCOM Control) iCOM Firmware PA1.04.033.STD or later supporting Liebert Challenger, Liebert CW, Liebert DS, Liebert Deluxe System/3, Liebert PeX
IS-UNITY-SNMP | Digital Ecosystem | Vertiv™ Liebert® IntelliSlot Unity Communications Card | NETWORK INTERFACE CARD
RDPS | Digital Ecosystem | Vertiv™ Geist™ Remote Door Position Sensor | Magnetic normally-closed dry-contact sensor used to monitor remote door position. Includes 30ft / 9.1m cable.
RDU101 | Digital Ecosystem | Vertiv™ Liebert® Intellislot RDU101 Communications Card | SNMP/Webcard for communications with environmental sensor support
RTAFHD3-50 | Digital Ecosystem | Vertiv™ Geist™ Temperature, Humidity, Dew Point, Airflow Sensor | Temperature, airflow, humidity, and dew Point sensor. Includes 50ft / 15.2m cable.
SRT-12 | Digital Ecosystem | Vertiv™ Geist™ Temperature Sensor | Temperature sensor used to monitor temperature in critical environments. Includes a 12ft / 3.6m cable.
SRT-20 | Digital Ecosystem | Vertiv™ Geist™ Temperature Sensor | Temperature sensor used to monitor temperature in critical environments. Includes a 20ft / 6.1m cable.
WATCHDOG 15-P | Digital Ecosystem | Vertiv™ Geist™ Environmental Monitors | Environmental Monitor, on-board temperature, humidity and dew-point sensors, capacity to add 4 additional external sensors, built-in PoE, US power supply
GXT5-1000LVRT2UXLTAA | 1 Phase UPS | Vertiv™ Liebert® GXT5 TAA, 1000-3000VA VRLA UPS | GXT5 TAA 1000VA 120V UPS, Rack/Tower
GXT5-1000LVRT2UXLTAAN | 1 Phase UPS | Vertiv™ Liebert® GXT5 TAA, 1000-3000VA VRLA UPS | GXT5 TAA 1000VA 120V UPS, Rack/Tower, RDU101
GXT5-1500LVRT2UXLTAA | 1 Phase UPS | Vertiv™ Liebert® GXT5 TAA, 1000-3000VA VRLA UPS | GXT5 TAA 1500VA 120V UPS, Rack/Tower
GXT5-1500LVRT2UXLTAAN | 1 Phase UPS | Vertiv™ Liebert® GXT5 TAA, 1000-3000VA VRLA UPS | GXT5 TAA 1500VA 120V UPS, Rack/Tower, RDU101
GXT5-2000LVRT2UXLTAA | 1 Phase UPS | Vertiv™ Liebert® GXT5 TAA, 1000-3000VA VRLA UPS | GXT5 TAA 2000VA 120V UPS, Rack/Tower
GXT5-2000LVRT2UXLTAAN | 1 Phase UPS | Vertiv™ Liebert® GXT5 TAA, 1000-3000VA VRLA UPS | GXT5 TAA 2000VA 120V UPS, Rack/Tower, RDU101
GXT5-3000LVRT2UXLTAA | 1 Phase UPS | Vertiv™ Liebert® GXT5 TAA, 1000-3000VA VRLA UPS | GXT5 TAA 3000VA 120V UPS, Rack/Tower
GXT5-3000LVRT2UXLTAAN | 1 Phase UPS | Vertiv™ Liebert® GXT5 TAA, 1000-3000VA VRLA UPS | GXT5 TAA 3000VA 120V UPS, Rack/Tower, RDU101

## Product Families
LOB | Product Family
1 Phase UPS | Liebert® MicroPOD Maintenance Bypass and Output Distribution Accessory
1 Phase UPS | Liebert® TDU
1 Phase UPS | Vertiv™ Liebert® GXT POD
1 Phase UPS | Vertiv™ Liebert® GXT5 Lithium-Ion UPS 1000 - 3000 VA, 120V
1 Phase UPS | Vertiv™ Liebert® GXT5 PD5 POD
1 Phase UPS | Vertiv™ Liebert® GXT5 UPS, 3,000-20,000VA 208VAC UPS
1 Phase UPS | Vertiv™ Liebert® GXT5 UPS, 500-3000VA 120V UPS
1 Phase UPS | Vertiv™ Liebert® PSA5 UPS
1 Phase UPS | Vertiv™ Liebert® PSI5 Lithium-Ion UPS
1 Phase UPS | Vertiv™ Liebert® PSI5 UPS, 750-5,000VA Line Interactive AVR, Mini Tower, 1U and 2U Rack/Tower
1 Phase UPS | Vertiv™ Liebert® PSI5 UPS, TAA-Compliant, 1,500-3,000VA Line Interactive with AVR, 2U Rack/Tower
1 Phase UPS | Vertiv™ Liebert® PST5 UPS
Digital Ecosystem | Vertiv™ Geist™ Analog-to-Digital Converter
Digital Ecosystem | Vertiv™ Geist™ Environmental Monitors
Digital Ecosystem | Vertiv™ Geist™ Remote Door Position Sensor
Digital Ecosystem | Vertiv™ Geist™ Temperature Sensor
Digital Ecosystem | Vertiv™ Geist™ Temperature x3, Humidity, Dew Point Sensor
Digital Ecosystem | Vertiv™ Geist™ Temperature, Humidity, Dew Point, Airflow Sensor
Digital Ecosystem | Vertiv™ Liebert® Intellislot RDU101 Communications Card
Digital Ecosystem | Vertiv™ Liebert® IntelliSlot Unity Communications Card
Edge Thermal | Vertiv™ VRC-S Edge-Ready Micro Data Center System
Edge Thermal | VRC Self Contained Version
IT Systems | Avocent HMX 5000 High Performance KVM Systems
IT Systems | Avocent HMX 6000 High Performance KVM Systems
IT Systems | Avocent LCD Local Rack Access Console
IT Systems | Avocent LV 5000 KVM Extender Series
IT Systems | Avocent MergePoint Unity Digital KVM Switches
IT Systems | Cybex™ SC800 DPH, DPHC and DVI-D Series Secure Desktop KVM Switches
IT Systems | Cybex™ SC800 Series Secure Desktop KVM Switches
IT Systems | Cybex™ SC900 DPH, DPHC and DVI-D Series Secure Desktop KVM Switches
IT Systems | Cybex™ SC900 Series Secure Desktop KVM Switches
IT Systems | Vertiv™ Avocent® ACS 8000 Serial Consoles
IT Systems | Vertiv™ Avocent® ADX Ecosystem
IT Systems | Vertiv™ Cybex™ SCM100 Series Secure Desktop Matrix
IT Systems | Vertiv™ Cybex™ Secure MultiViewer KVM Switch
Rack PDU | Vertiv™ Geist™ Basic Rack PDU
Rack PDU | Vertiv™ Geist™ Facility Side Cable
Rack PDU | Vertiv™ Geist™ Monitored Rack PDU
Rack PDU | Vertiv™ Geist™ Switched Rack PDU
Rack PDU | Vertiv™ Geist™ UPDU, Universal Power Distribution Unit
Racks | Vertiv™ VR Rack
Racks | Vertiv™ VR Rack Accessories