## Full eComm Assortment
Item | Product Type | Product Family (Web) | Invoicing Description
EDGE-1500IRT2UXL | 1 Phase UPS | Vertiv Edge single phase UPS | EDGE 1500VA/1350W 230V UPS
EDGE-2200IRT2UXL | 1 Phase UPS | Vertiv Edge single phase UPS | EDGE 2200VA/1980W 230V UPS
EDGE-3000IRT2UXL | 1 Phase UPS | Vertiv Edge single phase UPS | EDGE 3000VA/2700W 230V UPS
GXT5-03KPOD01 | 1 Phase UPS | Liebert® MicroPOD Maintenance Bypass and Output Distribution Accessory | 3U MicroPOD Maintenance Bypass for GXT5-3KL630RT2UXL UPS
GXT5-1000LVRT2UXL | 1 Phase UPS | Vertiv™ Liebert® GXT5 UPS, 500VA - 3000VA, Double Conversion Rack/Tower VRLA UPS 120V UPS | GXT5 1000VA 120V UPS
GXT5-1000LVRT2UXLN | 1 Phase UPS | Vertiv™ Liebert® GXT5 UPS, 500VA - 3000VA, Double Conversion Rack/Tower VRLA UPS 120V UPS | Liebert GXT5 1000, 1000W, 120VAC, Rack/Tower, SNMP Webcard
GXT5-1000LVRT2UXLTAA | 1 Phase UPS | Vertiv™ Liebert® GXT5 UPS, TAA Compliant 1000VA - 3000VA, Double Conversion Rack/Tower VRLA UPS 120V UPS | GXT5 TAA 1000VA 120V UPS, Rack/Tower
GXT5-1000LVRT2UXLTAAN | 1 Phase UPS | Vertiv™ Liebert® GXT5 UPS, TAA Compliant 1000VA - 3000VA, Double Conversion Rack/Tower VRLA UPS 120V UPS | GXT5 TAA 1000VA 120V UPS, Rack/Tower, RDU101
GXT5-10KHVRT5UXLN | 1 Phase UPS | Vertiv™ Liebert® GXT5 UPS, 3kVA – 20kVA, Double Conversion Rack/Tower VRLA 208V UPS | 10000VA/10000W, 5U, 208VAC, L-L-G
GXT5-10KIRT5UXLN | 1 Phase UPS | Vertiv™ Liebert GXT5 UPS 5 - 20 kVA 230V | 10kVA, 10kW, 230V, Hard-wired L-N-G
GXT5-10KMVRT6UXLN | 1 Phase UPS | Vertiv™ Liebert® GXT5 UPS, 3kVA – 20kVA, Double Conversion Rack/Tower VRLA 208V UPS | 10000VA/10000W, 6U, 120/208VAC, L-L-N-G
GXT5-144VBATKIT | 1 Phase UPS | Vertiv™ Liebert® GXT5 UPS, 500VA - 3000VA, Double Conversion Rack/Tower VRLA UPS 120V UPS | Replacement Battery Kit for use with 5-6kVA ‘MV’ UPS Models
GXT5-1500IRT2UXL | 1 Phase UPS | Vertiv™ Liebert® GXT5 UPS 1500VA/1500W | 1500VA, 1500W, 230V, C14 in, 8xC13
GXT5-1500LVRT2UXL | 1 Phase UPS | Vertiv™ Liebert® GXT5 UPS, 500VA - 3000VA, Double Conversion Rack/Tower VRLA UPS 120V UPS | GXT5 1500VA 120V UPS
GXT5-1500LVRT2UXLN | 1 Phase UPS | Vertiv™ Liebert® GXT5 UPS, 500VA - 3000VA, Double Conversion Rack/Tower VRLA UPS 120V UPS | Liebert GXT5 1500, 1350W, 120VAC, Rack/Tower, SNMP Webcard
GXT5-1500LVRT2UXLTAA | 1 Phase UPS | Vertiv™ Liebert® GXT5 UPS, TAA Compliant 1000VA - 3000VA, Double Conversion Rack/Tower VRLA UPS 120V UPS | GXT5 TAA 1500VA 120V UPS, Rack/Tower
GXT5-1500LVRT2UXLTAAN | 1 Phase UPS | Vertiv™ Liebert® GXT5 UPS, TAA Compliant 1000VA - 3000VA, Double Conversion Rack/Tower VRLA UPS 120V UPS | GXT5 TAA 1500VA 120V UPS, Rack/Tower, RDU101
GXT5-15KMVRT11UXLN | 1 Phase UPS | Vertiv™ Liebert® GXT5 UPS, 3kVA – 20kVA, Double Conversion Rack/Tower VRLA 208V UPS | Liebert GXT5 15kVA 15kW UPS
GXT5-192VBATKIT | 1 Phase UPS | Vertiv™ Liebert® GXT5 UPS, 500VA - 3000VA, Double Conversion Rack/Tower VRLA UPS 120V UPS | Replacement Battery Kit for use with 5-10kVA ‘HV’ and 6KL630 UPS Models
GXT5-2000IRT2UXL | 1 Phase UPS | Vertiv™ Liebert® GXT5 UPS 2000VA/2000W | 2000VA, 2000W, 230V, C20 in, 8xC13
GXT5-2000LVRT2UXL | 1 Phase UPS | Vertiv™ Liebert® GXT5 UPS, 500VA - 3000VA, Double Conversion Rack/Tower VRLA UPS 120V UPS | GXT5 2000VA 120V UPS
GXT5-2000LVRT2UXLN | 1 Phase UPS | Vertiv™ Liebert® GXT5 UPS, 500VA - 3000VA, Double Conversion Rack/Tower VRLA UPS 120V UPS | Liebert GXT5 2000, 1800W, 120VAC, Rack/Tower, SNMP Webcard
GXT5-2000LVRT2UXLTAA | 1 Phase UPS | Vertiv™ Liebert® GXT5 UPS, TAA Compliant 1000VA - 3000VA, Double Conversion Rack/Tower VRLA UPS 120V UPS | GXT5 TAA 2000VA 120V UPS, Rack/Tower
GXT5-2000LVRT2UXLTAAN | 1 Phase UPS | Vertiv™ Liebert® GXT5 UPS, TAA Compliant 1000VA - 3000VA, Double Conversion Rack/Tower VRLA UPS 120V UPS | GXT5 TAA 2000VA 120V UPS, Rack/Tower, RDU101
GXT5-20KMVRT11UXLN | 1 Phase UPS | Vertiv™ Liebert® GXT5 UPS, 3kVA – 20kVA, Double Conversion Rack/Tower VRLA 208V UPS | Liebert GXT5 20kVA 20kW UPS
GXT5-288VBATKIT | 1 Phase UPS | Vertiv™ Liebert® GXT5 UPS, 500VA - 3000VA, Double Conversion Rack/Tower VRLA UPS 120V UPS | Replacement Battery Kit for use with 8-10kVA ‘MV’ UPS Models
GXT5-3000IRT2UXL | 1 Phase UPS | Vertiv™ Liebert® GXT5 UPS 3000VA/3000W | 3kVA, 3kW, 230V, C20 in, 6xC13, C19
GXT5-3000LVRT2UXL | 1 Phase UPS | Vertiv™ Liebert® GXT5 UPS, 500VA - 3000VA, Double Conversion Rack/Tower VRLA UPS 120V UPS | GXT5 3000VA 120V UPS
GXT5-3000LVRT2UXLN | 1 Phase UPS | Vertiv™ Liebert® GXT5 UPS, 500VA - 3000VA, Double Conversion Rack/Tower VRLA UPS 120V UPS | Liebert GXT5 3000, 2700W, 120VAC, Rack/Tower, SNMP Webcard
GXT5-3000LVRT2UXLTAA | 1 Phase UPS | Vertiv™ Liebert® GXT5 UPS, TAA Compliant 1000VA - 3000VA, Double Conversion Rack/Tower VRLA UPS 120V UPS | GXT5 TAA 3000VA 120V UPS, Rack/Tower
GXT5-3000LVRT2UXLTAAN | 1 Phase UPS | Vertiv™ Liebert® GXT5 UPS, TAA Compliant 1000VA - 3000VA, Double Conversion Rack/Tower VRLA UPS 120V UPS | GXT5 TAA 3000VA 120V UPS, Rack/Tower, RDU101
GXT5-36VBATKIT | 1 Phase UPS | Vertiv™ Liebert® GXT5 UPS, 500VA - 3000VA, Double Conversion Rack/Tower VRLA UPS 120V UPS | GXT5 UPS 36V Int Battery Kit
GXT5-3KL620RT2UXL | 1 Phase UPS | Vertiv™ Liebert® GXT5 UPS, 3kVA – 20kVA, Double Conversion Rack/Tower VRLA 208V UPS | 3000VA/2700W, 2U, 208VAC, L6-20P
GXT5-3KL630RT2UXL | 1 Phase UPS | Vertiv™ Liebert® GXT5 UPS, 3kVA – 20kVA, Double Conversion Rack/Tower VRLA 208V UPS | 3000VA/3000W, 2U, 208VAC, L6-30P
GXT5-48VBATKIT | 1 Phase UPS | Vertiv™ Liebert® GXT5 UPS, 500VA - 3000VA, Double Conversion Rack/Tower VRLA UPS 120V UPS | GXT5 UPS 48V Int Battery Kit
GXT5-5000HVRT5UXLN | 1 Phase UPS | Vertiv™ Liebert® GXT5 UPS, 3kVA – 20kVA, Double Conversion Rack/Tower VRLA 208V UPS | 5000VA/5000W, 5U, 208VAC, L-L-G
GXT5-5000MVRT4UXLN | 1 Phase UPS | Vertiv™ Liebert® GXT5 UPS, 3kVA – 20kVA, Double Conversion Rack/Tower VRLA 208V UPS | 5000VA/5000W, 4U, 120/208VAC, L-L-N-G
GXT5-500LVRT2UXL | 1 Phase UPS | Vertiv™ Liebert® GXT5 UPS, 500VA - 3000VA, Double Conversion Rack/Tower VRLA UPS 120V UPS | GXT5 500VA 120V UPS
GXT5-500LVRT2UXLN | 1 Phase UPS | Vertiv™ Liebert® GXT5 UPS, 500VA - 3000VA, Double Conversion Rack/Tower VRLA UPS 120V UPS | Liebert GXT5 500, 500W, 120VAC, Rack/Tower, SNMP Webcard
GXT5-6000IRT5UXLN | 1 Phase UPS | Vertiv™ Liebert GXT5 UPS 5 - 20 kVA 230V | 6kVA, 6kW, 230V, Hard-wired L-N-G
GXT5-6000MVRT4UXLN | 1 Phase UPS | Vertiv™ Liebert® GXT5 UPS, 3kVA – 20kVA, Double Conversion Rack/Tower VRLA 208V UPS | 6000VA/6000W, 4U, 120/208VAC, L-L-N-G
GXT5-6000RT208 | 1 Phase UPS | Vertiv™ Liebert® GXT5 UPS, 3,000-20,000VA 208VAC UPS | GXT5 6000 UPS compatible with pre-installed GXT3/GXT4 PODs, 6000VA/5000W Hardwired
GXT5-6000RTL630 | 1 Phase UPS | Vertiv™ Liebert® GXT5 UPS, 3,000-20,000VA 208VAC UPS | GXT5-6000 UPS compatible with pre-installed GXT3/GXT4 PODs, 4900VA/4600W L6-30 plug
GXT5-6KL630RT5UXLN | 1 Phase UPS | Vertiv™ Liebert® GXT5 UPS, 3kVA – 20kVA, Double Conversion Rack/Tower VRLA 208V UPS | 4900VA/4600W, 5U, 208VAC, L6-30P
GXT5-72VBATKIT | 1 Phase UPS | Vertiv™ Liebert® GXT5 UPS, 500VA - 3000VA, Double Conversion Rack/Tower VRLA UPS 120V UPS | GXT5 UPS 72V Int Battery Kit
GXT5-750LVRT2UXL | 1 Phase UPS | Vertiv™ Liebert® GXT5 UPS, 500VA - 3000VA, Double Conversion Rack/Tower VRLA UPS 120V UPS | GXT5 750VA 120V UPS
GXT5-750LVRT2UXLN | 1 Phase UPS | Vertiv™ Liebert® GXT5 UPS, 500VA - 3000VA, Double Conversion Rack/Tower VRLA UPS 120V UPS | Liebert GXT5 750, 750W, 120VAC, Rack/Tower, SNMP Webcard
GXT5-8000HVRT5UXLN | 1 Phase UPS | Vertiv™ Liebert® GXT5 UPS, 3kVA – 20kVA, Double Conversion Rack/Tower VRLA 208V UPS | 8000VA/8000W, 5U, 208VAC, L-L-G
GXT5-8000MVRT6UXLN | 1 Phase UPS | Vertiv™ Liebert® GXT5 UPS, 3kVA – 20kVA, Double Conversion Rack/Tower VRLA 208V UPS | 8000VA/8000W, 6U, 120/208VAC, L-L-N-G
GXT5-EBC144VRT2U | 1 Phase UPS | Vertiv™ Liebert® GXT5 UPS, 3kVA – 20kVA, Double Conversion Rack/Tower VRLA 208V UPS | GXT5 144V External Battery Cabinet
GXT5-EBC192VRT3U | 1 Phase UPS | Vertiv™ Liebert® GXT5 UPS, 3kVA – 20kVA, Double Conversion Rack/Tower VRLA 208V UPS | GXT5 192V External Battery cabinet
GXT5-EBC288VRT4U | 1 Phase UPS | Vertiv™ Liebert® GXT5 UPS, 3kVA – 20kVA, Double Conversion Rack/Tower VRLA 208V UPS | GXT5 288V External Battery cabinet
GXT5-EBC36VRT2U | 1 Phase UPS | Vertiv™ Liebert® GXT5 UPS, 500VA - 3000VA, Double Conversion Rack/Tower VRLA UPS 120V UPS | GXT5 36V External Battery cabinet
GXT5-EBC36VRT2UTAA | 1 Phase UPS | Vertiv™ Liebert® GXT5 UPS, TAA Compliant 1000VA - 3000VA, Double Conversion Rack/Tower VRLA UPS 120V UPS | GXT5 TAA 36V External Battery cabinet
GXT5-EBC48VRT2U | 1 Phase UPS | Vertiv™ Liebert® GXT5 UPS, 500VA - 3000VA, Double Conversion Rack/Tower VRLA UPS 120V UPS | GXT5 48V External Battery cabinet
GXT5-EBC48VRT2UTAA | 1 Phase UPS | Vertiv™ Liebert® GXT5 UPS, TAA Compliant 1000VA - 3000VA, Double Conversion Rack/Tower VRLA UPS 120V UPS | GXT5 TAA 48V External Battery cabinet
GXT5-EBC72VRT2U | 1 Phase UPS | Vertiv™ Liebert® GXT5 UPS, 3kVA – 20kVA, Double Conversion Rack/Tower VRLA 208V UPS | GXT5 72V External Battery cabinet
GXT5-EBC72VRT2UTAA | 1 Phase UPS | Vertiv™ Liebert® GXT5 UPS, TAA Compliant 1000VA - 3000VA, Double Conversion Rack/Tower VRLA UPS 120V UPS | GXT5 TAA 72V External Battery cabinet
GXT5LI-1000LVRT2UXL | 1 Phase UPS | Vertiv™ Liebert® GXT5 Lithium-Ion UPS 1000 - 3000 VA, 120V | GXT5 Lithium-Ion 1000VA UPS, 120VAC, 2U Rack/Tower
GXT5LI-1000LVRT2UXLN | 1 Phase UPS | Vertiv™ Liebert® GXT5 Lithium-Ion UPS 1000 - 3000 VA, 120V | GXT5 Lithium-Ion 1000VA UPS, 120VAC, 2U Rack/Tower, SNMP Card
GXT5LI-10KMVRT4UXLN | 1 Phase UPS | Vertiv™ Liebert® GXT5 Lithium-Ion UPS 5,000 - 10,000 VA | GXT5 LI 10kVA 208/120V RT XL UPS
GXT5LI-1500LVRT2UXL | 1 Phase UPS | Vertiv™ Liebert® GXT5 Lithium-Ion UPS 1000 - 3000 VA, 120V | GXT5 Lithium-Ion 1500VA UPS, 120VAC, 2U Rack/Tower
GXT5LI-1500LVRT2UXLN | 1 Phase UPS | Vertiv™ Liebert® GXT5 Lithium-Ion UPS 1000 - 3000 VA, 120V | GXT5 Lithium-Ion 1500VA UPS, 120VAC, 2U Rack/Tower, SNMP Card
GXT5LI-2000LVRT2UXL | 1 Phase UPS | Vertiv™ Liebert® GXT5 Lithium-Ion UPS 1000 - 3000 VA, 120V | GXT5 Lithium-Ion 2000VA UPS, 120VAC, 2U Rack/Tower
GXT5LI-2000LVRT2UXLN | 1 Phase UPS | Vertiv™ Liebert® GXT5 Lithium-Ion UPS 1000 - 3000 VA, 120V | GXT5 Lithium-Ion 2000VA UPS, 120VAC, 2U Rack/Tower, SNMP Card
GXT5LI-3000LVRT2UXL | 1 Phase UPS | Vertiv™ Liebert® GXT5 Lithium-Ion UPS 1000 - 3000 VA, 120V | GXT5 Lithium-Ion 3000VA UPS, 120VAC, 2U Rack/Tower
GXT5LI-3000LVRT2UXLN | 1 Phase UPS | Vertiv™ Liebert® GXT5 Lithium-Ion UPS 1000 - 3000 VA, 120V | GXT5 Lithium-Ion 3000VA UPS, 120VAC, 2U Rack/Tower, SNMP Card
GXT5LI-48VBATKIT1 | 1 Phase UPS | Vertiv™ Liebert® GXT5 Lithium-Ion UPS 1000 - 3000 VA, 120V | Vertiv Liebert 48V Lithium-Ion Battery Kit 1 (1.0KVA GXT5 LI UPS)
GXT5LI-48VBATKIT2 | 1 Phase UPS | Vertiv™ Liebert® GXT5 Lithium-Ion UPS 1000 - 3000 VA, 120V | Vertiv Liebert 48V Lithium-Ion Battery Kit 2 (1.5/2.0/3.0KVA GXT5 LI UPS)
GXT5LI-5000MVRT3UXLN | 1 Phase UPS | Vertiv™ Liebert® GXT5 Lithium-Ion UPS 5,000 - 10,000 VA | GXT5 LI 5000VA 208/120V RT XL UPS
GXT5LI-6000MVRT3UXLN | 1 Phase UPS | Vertiv™ Liebert® GXT5 Lithium-Ion UPS 5,000 - 10,000 VA | GXT5 LI 6000VA 208/120V RT XL UPS
GXT5LI-8000MVRT4UXLN | 1 Phase UPS | Vertiv™ Liebert® GXT5 Lithium-Ion UPS 5,000 - 10,000 VA | GXT5 LI 8000VA 208/120V RT XL UPS
PSA5-1000MT120 | 1 Phase UPS | Vertiv™ Liebert® PSA5 UPS, 500 - 1500VA | PSA5 1000VA 600W LCD Tower UPS
PSA5-1500MT120 | 1 Phase UPS | Vertiv™ Liebert® PSA5 UPS, 500 - 1500VA | PSA5 1500VA 900W LCD Tower UPS
PSA5-500MT120 | 1 Phase UPS | Vertiv™ Liebert® PSA5 UPS, 500 - 1500VA | PSA5 500VA 300W LCD Tower UPS
PSA5-700MT120 | 1 Phase UPS | Vertiv™ Liebert® PSA5 UPS, 500 - 1500VA | PSA5 700VA 420W LCD Tower UPS
PSI5-10001UBATKIT | 1 Phase UPS | Vertiv™ Liebert® PSI5 UPS, 750VA - 5000VA, Line Interactive Mini Tower, 1U and 2U Rack/Tower 120V VRLA UPS | PSI5-10001U Replacement Battery Kit
PSI5-1000RM1201U | 1 Phase UPS | Vertiv™ Liebert® PSI5 UPS, 750VA - 5000VA, Line Interactive Mini Tower, 1U and 2U Rack/Tower 120V VRLA UPS | Vertiv Liebert PSI5 1000 900W, 120VAC, 1U Rack Mount
PSI5-1100BATKIT | 1 Phase UPS | Vertiv™ Liebert® PSI5 UPS, 750VA - 5000VA, Line Interactive Mini Tower, 1U and 2U Rack/Tower 120V VRLA UPS | PSI5-1100 REPLACEMENT BATT KIT
PSI5-1100MT120 | 1 Phase UPS | Vertiv™ Liebert® PSI5 UPS, 750VA - 5000VA, Line Interactive Mini Tower, 1U and 2U Rack/Tower 120V VRLA UPS | Vertiv Liebert PSI5 1100 990W, 120VAC, Mini Tower
PSI5-1100MTBATKIT | 1 Phase UPS | Vertiv™ Liebert® PSI5 UPS, 750VA - 5000VA, Line Interactive Mini Tower, 1U and 2U Rack/Tower 120V VRLA UPS | PSI5-1000MT Replacement Battery Kit
PSI5-1100RT120 | 1 Phase UPS | Vertiv™ Liebert® PSI5 UPS, 750VA - 5000VA, Line Interactive Mini Tower, 1U and 2U Rack/Tower 120V VRLA UPS | Vertiv Liebert PSI5 1100 990W, 120VAC, Rack-tower
PSI5-1100RT120N | 1 Phase UPS | Vertiv™ Liebert® PSI5 UPS, 750VA - 5000VA, Line Interactive Mini Tower, 1U and 2U Rack/Tower 120V VRLA UPS | Liebert PSI5 1100, 990W, 120VAC, RT, SNMP
PSI5-15001UBATKIT | 1 Phase UPS | Vertiv™ Liebert® PSI5 UPS, 750VA - 5000VA, Line Interactive Mini Tower, 1U and 2U Rack/Tower 120V VRLA UPS | PSI5-15001U Replacement Battery Kit
PSI5-1500BATKIT | 1 Phase UPS | Vertiv™ Liebert® PSI5 UPS, 750VA - 5000VA, Line Interactive Mini Tower, 1U and 2U Rack/Tower 120V VRLA UPS | PSI5-1500 REPLACEMENT BATT KIT
PSI5-1500BATKITTAA | 1 Phase UPS | Vertiv™ Liebert® PSI5 UPS, TAA Compliant 1500VA - 3000VA, Line Interactive 2U Rack/Tower VRLA UPS | PSI5-1500 Replacement Battery Kit - TAA
PSI5-1500LIBATKIT | 1 Phase UPS | Vertiv™ Liebert® PSI5 UPS, TAA Compliant 1500-3000VA, Line Interactive 2U Rack/Tower Lithium-Ion UPS | PSI5-1500LI Replacement Battery Kit
PSI5-1500MT120 | 1 Phase UPS | Vertiv™ Liebert® PSI5 UPS, 750VA - 5000VA, Line Interactive Mini Tower, 1U and 2U Rack/Tower 120V VRLA UPS | Vertiv Liebert PSI5 1500 1350W, 120VAC, Mini Tower
PSI5-1500MT120LI | 1 Phase UPS | Vertiv™ Liebert® PSI5 UPS, 1500VA - 3000VA, Line Interactive Mini Tower and 2U/3U Rack/Tower Lithium-Ion UPS | Vertiv Liebert PSI5 Lithium-Ion UPS 1500VA/1350W 120V AVR Mini Tower
PSI5-1500MTBATKIT | 1 Phase UPS | Vertiv™ Liebert® PSI5 UPS, 750VA - 5000VA, Line Interactive Mini Tower, 1U and 2U Rack/Tower 120V VRLA UPS | PSI5-1500MT Replacement Battery Kit
PSI5-1500RM1201U | 1 Phase UPS | Vertiv™ Liebert® PSI5 UPS, 750VA - 5000VA, Line Interactive Mini Tower, 1U and 2U Rack/Tower 120V VRLA UPS | Vertiv Liebert PSI5 1500 1350W, 120VAC, 1U Rack Mount
PSI5-1500RT120 | 1 Phase UPS | Vertiv™ Liebert® PSI5 UPS, 750VA - 5000VA, Line Interactive Mini Tower, 1U and 2U Rack/Tower 120V VRLA UPS | Vertiv Liebert PSI5 1500 1350W, 120VAC, Rack-tower
PSI5-1500RT120LI | 1 Phase UPS | Vertiv™ Liebert® PSI5 UPS, 1500VA - 3000VA, Line Interactive Mini Tower and 2U/3U Rack/Tower Lithium-Ion UPS | Liebert PSI5 Lithium-Ion 1500VA PSI5 Lithium-Ion UPS, 1500VA, 1350W
PSI5-1500RT120LIN | 1 Phase UPS | Vertiv™ Liebert® PSI5 Lithium-Ion UPS | Liebert PSI5 LIO 1500VA with SNMP Card 1500VA PSI5 LIO UPS with SNMP card
PSI5-1500RT120LITAA | 1 Phase UPS | Vertiv™ Liebert® PSI5 Lithium-Ion TAA UPS | Vertiv Liebert PSI5 Lithium-Ion TAA 1500VA 2U Rack/Tower 120V
PSI5-1500RT120LITAAN | 1 Phase UPS | Vertiv™ Liebert® PSI5 Lithium-Ion TAA UPS | Vertiv Liebert PSI5 Lithium-Ion TAA 1500VA 2U Rack/Tower 120V w/SNMP Card
PSI5-1500RT120N | 1 Phase UPS | Vertiv™ Liebert® PSI5 UPS, 750VA - 5000VA, Line Interactive Mini Tower, 1U and 2U Rack/Tower 120V VRLA UPS | Liebert PSI5 1500, 1350W, 120VAC, RT, SNMP
PSI5-1500RT120TAA | 1 Phase UPS | Vertiv™ Liebert® PSI5 UPS, TAA Compliant 1500VA - 3000VA, Line Interactive 2U Rack/Tower VRLA UPS | Vertiv Liebert PSI5 1500 1350W, 120VAC, Rack-tower - TAA
PSI5-1500RT120TAAN | 1 Phase UPS | Vertiv™ Liebert® PSI5 UPS, TAA Compliant 1500VA - 3000VA, Line Interactive 2U Rack/Tower VRLA UPS | Vertiv Liebert PSI5 1500 1350W, 120VAC, RT, SNMP - TAA
PSI5-2200BATKIT | 1 Phase UPS | Vertiv™ Liebert® PSI5 UPS, 750VA - 5000VA, Line Interactive Mini Tower, 1U and 2U Rack/Tower 120V VRLA UPS | PSI5-2200 REPLACEMENT BATT KIT
PSI5-2200BATKITTAA | 1 Phase UPS | Vertiv™ Liebert® PSI5 UPS, TAA Compliant 1500VA - 3000VA, Line Interactive 2U Rack/Tower VRLA UPS | PSI5-2200 Replacement Battery Kit - TAA
PSI5-2200LIBATKIT | 1 Phase UPS | Vertiv™ Liebert® PSI5 UPS, TAA Compliant 1500-3000VA, Line Interactive 2U Rack/Tower Lithium-Ion UPS | PSI5-2200LI Replacement Battery Kit
PSI5-2200RT120 | 1 Phase UPS | Vertiv™ Liebert® PSI5 UPS, 750VA - 5000VA, Line Interactive Mini Tower, 1U and 2U Rack/Tower 120V VRLA UPS | Vertiv Liebert PSI5 2200 1920W, 120VAC, Rack-tower
PSI5-2200RT120LI | 1 Phase UPS | Vertiv™ Liebert® PSI5 UPS, 1500VA - 3000VA, Line Interactive Mini Tower and 2U/3U Rack/Tower Lithium-Ion UPS | Vertiv Liebert PSI5 Lithium-Ion UPS 1920VA/1920W 120V AVR Rack/Tower
PSI5-2200RT120LIN | 1 Phase UPS | Vertiv™ Liebert® PSI5 Lithium-Ion UPS | Vertiv Liebert PSI5 Lithium-Ion UPS 1920VA/1920W AVR Rack with SNMP Card
PSI5-2200RT120LITAA | 1 Phase UPS | Vertiv™ Liebert® PSI5 Lithium-Ion TAA UPS | Vertiv Liebert PSI5 Lithium-Ion TAA 2200VA 2U Rack/Tower 120V
PSI5-2200RT120LITAAN | 1 Phase UPS | Vertiv™ Liebert® PSI5 Lithium-Ion TAA UPS | Vertiv Liebert PSI5 Lithium-Ion TAA 2200VA 2U Rack/Tower 120V w/SNMP Card
PSI5-2200RT120N | 1 Phase UPS | Vertiv™ Liebert® PSI5 UPS, 750VA - 5000VA, Line Interactive Mini Tower, 1U and 2U Rack/Tower 120V VRLA UPS | Liebert PSI5 2200, 1920W, 120VAC, RT, SNMP
PSI5-2200RT120TAA | 1 Phase UPS | Vertiv™ Liebert® PSI5 UPS, TAA Compliant 1500VA - 3000VA, Line Interactive 2U Rack/Tower VRLA UPS | Vertiv Liebert PSI5 2200 1920W, 120VAC, Rack-tower - TAA
PSI5-2200RT120TAAN | 1 Phase UPS | Vertiv™ Liebert® PSI5 UPS, TAA Compliant 1500VA - 3000VA, Line Interactive 2U Rack/Tower VRLA UPS | Vertiv Liebert PSI5 2200 1920W, 120VAC, RT, SNMP - TAA
PSI5-24VBATT | 1 Phase UPS | Vertiv™ Liebert® PSI5 UPS, 750VA - 5000VA, Line Interactive Mini Tower, 1U and 2U Rack/Tower 120V VRLA UPS | Vertiv Liebert PSI5 24V External Battery Cabinet
PSI5-24VCBL1 | 1 Phase UPS | Vertiv™ Liebert® PSI5 UPS, 750VA - 5000VA, Line Interactive Mini Tower, 1U and 2U Rack/Tower 120V VRLA UPS | LIEBERT 24VDC EBC CABLE, 0.5M
PSI5-24VCBL6 | 1 Phase UPS | Vertiv™ Liebert® PSI5 UPS, 750VA - 5000VA, Line Interactive Mini Tower, 1U and 2U Rack/Tower 120V VRLA UPS | LIEBERT 24VDC EBC CABLE, 2M
PSI5-3000BATKIT | 1 Phase UPS | Vertiv™ Liebert® PSI5 UPS, 750VA - 5000VA, Line Interactive Mini Tower, 1U and 2U Rack/Tower 120V VRLA UPS | PSI5-3000 REPLACEMENT BATT KIT
PSI5-3000BATKITTAA | 1 Phase UPS | Vertiv™ Liebert® PSI5 UPS, TAA Compliant 1500VA - 3000VA, Line Interactive 2U Rack/Tower VRLA UPS | PSI5-3000 Replacement Battery Kit - TAA
PSI5-3000LIBATKIT | 1 Phase UPS | Vertiv™ Liebert® PSI5 UPS, TAA Compliant 1500-3000VA, Line Interactive 2U Rack/Tower Lithium-Ion UPS | PSI5-3000LI Replacement Battery Kit
PSI5-3000RT120 | 1 Phase UPS | Vertiv™ Liebert® PSI5 UPS, 750VA - 5000VA, Line Interactive Mini Tower, 1U and 2U Rack/Tower 120V VRLA UPS | Vertiv Liebert PSI5 3000 2700W, 120VAC, Rack-tower
PSI5-3000RT120LI | 1 Phase UPS | Vertiv™ Liebert® PSI5 UPS, 1500VA - 3000VA, Line Interactive Mini Tower and 2U/3U Rack/Tower Lithium-Ion UPS | Liebert PSI5 Lithium-Ion 3000VA PSI5 Lithium-Ion UPS, 3000VA, 2700W
PSI5-3000RT120LIN | 1 Phase UPS | Vertiv™ Liebert® PSI5 Lithium-Ion UPS | Liebert PSI5 LIO 3000VA with SNMP Card 3000VA PSI5 LIO UPS with SNMP card
PSI5-3000RT120LITAA | 1 Phase UPS | Vertiv™ Liebert® PSI5 Lithium-Ion TAA UPS | Vertiv Liebert PSI5 Lithium-Ion TAA 3000VA 2U Rack/Tower 120V
PSI5-3000RT120LITAAN | 1 Phase UPS | Vertiv™ Liebert® PSI5 Lithium-Ion TAA UPS | Vertiv Liebert PSI5 Lithium-Ion TAA 3000VA 2U Rack/Tower 120V w/SNMP Card
PSI5-3000RT120N | 1 Phase UPS | Vertiv™ Liebert® PSI5 UPS, 750VA - 5000VA, Line Interactive Mini Tower, 1U and 2U Rack/Tower 120V VRLA UPS | Liebert PSI5 3000, 2700W, 120VAC, RT, SNMP
PSI5-3000RT120TAA | 1 Phase UPS | Vertiv™ Liebert® PSI5 UPS, TAA Compliant 1500VA - 3000VA, Line Interactive 2U Rack/Tower VRLA UPS | Vertiv Liebert PSI5 3000 2700W, 120VAC, Rack-tower - TAA
PSI5-3000RT120TAAN | 1 Phase UPS | Vertiv™ Liebert® PSI5 UPS, TAA Compliant 1500VA - 3000VA, Line Interactive 2U Rack/Tower VRLA UPS | Vertiv Liebert PSI5 3000 2700W, 120VAC, RT, SNMP - TAA
PSI5-3000SRT120LI | 1 Phase UPS | Vertiv™ Liebert® PSI5 UPS, 1500VA - 3000VA, Line Interactive Mini Tower and 2U/3U Rack/Tower Lithium-Ion UPS | Liebert PSI5 Lithium-Ion 3000VA Short Depth 3U Rack/Tower UPS 120V
PSI5-3000SRT120LIN | 1 Phase UPS | Vertiv™ Liebert® PSI5 Lithium-Ion UPS | Liebert PSI5 Lithium-Ion 3000VA Short Depth 3U Rack/Tower UPS 120V with SNMP Card
PSI5-48VBATT | 1 Phase UPS | Vertiv™ Liebert® PSI5 UPS, 750VA - 5000VA, Line Interactive Mini Tower, 1U and 2U Rack/Tower 120V VRLA UPS | Vertiv Liebert PSI5 48V External Battery Cabinet
PSI5-48VBATTTAA | 1 Phase UPS | Vertiv™ Liebert® PSI5 UPS, TAA Compliant 1500VA - 3000VA, Line Interactive 2U Rack/Tower VRLA UPS | Vertiv Liebert PSI5 48V External Battery Cabinet - TAA
PSI5-48VCBL1 | 1 Phase UPS | Vertiv™ Liebert® PSI5 UPS, 750VA - 5000VA, Line Interactive Mini Tower, 1U and 2U Rack/Tower 120V VRLA UPS | LIEBERT 48VDC EBC CABLE, 0.5M
PSI5-48VCBL6 | 1 Phase UPS | Vertiv™ Liebert® PSI5 UPS, 750VA - 5000VA, Line Interactive Mini Tower, 1U and 2U Rack/Tower 120V VRLA UPS | LIEBERT 48VDC EBC CABLE, 2M
PSI5-5000BATKIT | 1 Phase UPS | Vertiv™ Liebert® PSI5 UPS, 750VA - 5000VA, Line Interactive Mini Tower, 1U and 2U Rack/Tower 120V VRLA UPS | PSI5-5000 REPLACEMENT BATT KIT
PSI5-5000RT208 | 1 Phase UPS | Vertiv™ Liebert® PSI5 UPS, 750VA - 5000VA, Line Interactive Mini Tower, 1U and 2U Rack/Tower 120V VRLA UPS | Vertiv Liebert PSI5 5000 4500W, 208VAC, Rack-tower
PSI5-72VBATT | 1 Phase UPS | Vertiv™ Liebert® PSI5 UPS, 750VA - 5000VA, Line Interactive Mini Tower, 1U and 2U Rack/Tower 120V VRLA UPS | Vertiv Liebert PSI5 72V External Battery Cabinet
PSI5-72VBATTTAA | 1 Phase UPS | Vertiv™ Liebert® PSI5 UPS, TAA Compliant 1500VA - 3000VA, Line Interactive 2U Rack/Tower VRLA UPS | Vertiv Liebert PSI5 72V External Battery Cabinet - TAA
PSI5-72VCBL1 | 1 Phase UPS | Vertiv™ Liebert® PSI5 UPS, 750VA - 5000VA, Line Interactive Mini Tower, 1U and 2U Rack/Tower 120V VRLA UPS | LIEBERT 72VDC EBC CABLE, 0.5M
PSI5-72VCBL6 | 1 Phase UPS | Vertiv™ Liebert® PSI5 UPS, 750VA - 5000VA, Line Interactive Mini Tower, 1U and 2U Rack/Tower 120V VRLA UPS | LIEBERT 72VDC EBC CABLE, 2M
PSI5-750MT120 | 1 Phase UPS | Vertiv™ Liebert® PSI5 UPS, 750VA - 5000VA, Line Interactive Mini Tower, 1U and 2U Rack/Tower 120V VRLA UPS | Vertiv Liebert PSI5 750 675W, 120VAC, Mini Tower
PSI5-750MTBATKIT | 1 Phase UPS | Vertiv™ Liebert® PSI5 UPS, 750VA - 5000VA, Line Interactive Mini Tower, 1U and 2U Rack/Tower 120V VRLA UPS | PSI5-750MT Replacement Battery Kit
PSI5-800BATKIT | 1 Phase UPS | Vertiv™ Liebert® PSI5 UPS, 750VA - 5000VA, Line Interactive Mini Tower, 1U and 2U Rack/Tower 120V VRLA UPS | PSI5-800 REPLACEMENT BATT KIT
PSI5-800RT120 | 1 Phase UPS | Vertiv™ Liebert® PSI5 UPS, 750VA - 5000VA, Line Interactive Mini Tower, 1U and 2U Rack/Tower 120V VRLA UPS | Vertiv Liebert PSI5 800 720W, 120VAC, Rack-tower
PSI5-800RT120N | 1 Phase UPS | Vertiv™ Liebert® PSI5 UPS, 750VA - 5000VA, Line Interactive Mini Tower, 1U and 2U Rack/Tower 120V VRLA UPS | Liebert PSI5 800, 720W, 120VAC, RT, SNMP
PST5-350MT120 | 1 Phase UPS | Vertiv™ Liebert® PST5 UPS, 350VA - 850VA, Standby Desktop 120V VRLA UPS | PST5 350VA 200W Battery Backup
PST5-500MT120 | 1 Phase UPS | Vertiv™ Liebert® PST5 UPS, 350VA - 850VA, Standby Desktop 120V VRLA UPS | PST5 500VA 300W Battery Backup
PST5-660MT120 | 1 Phase UPS | Vertiv™ Liebert® PST5 UPS, 350VA - 850VA, Standby Desktop 120V VRLA UPS | PST5 660VA 400W Battery Backup
PST5-850MT120 | 1 Phase UPS | Vertiv™ Liebert® PST5 UPS, 350VA - 850VA, Standby Desktop 120V VRLA UPS | PST5 850VA 500W Battery Backup
PUL-400LVT | 1 Phase UPS | Vertiv™ Liebert® Power-UPS Lithium, 400VA | PUL-400LVT; 400VA / 240W, 120VAC, Lithium-Ion
TDU-3500RTL620 | 1 Phase UPS | Vertiv™ Liebert® TDU - 3440W 120VAC ¦ Step Down Transformer/Voltage Converter | Liebert TDU 2U Rack Mount Stepdown Transformer, (8) 5-15/20R, (2) L5-20R
TDU-4000RTL630 | 1 Phase UPS | Vertiv™ Liebert® TDU - 3440W 120VAC ¦ Step Down Transformer/Voltage Converter | Liebert TDU 2U Rack Mount Stepdown Transformer, (8) 5-15/20R, (2) L5-20R
TDU-6000RTL630 | 1 Phase UPS | Vertiv™ Liebert® TDU - 3440W 120VAC ¦ Step Down Transformer/Voltage Converter | Liebert TDU 2U Rack Mount Stepdown Transformer, (8) 5-15/20R, (2) L5-30R
VEBCLI-192VRT1U | 1 Phase UPS | Vertiv™ Liebert® GXT5 Lithium-Ion UPS 5,000 - 10,000 VA | GXT5 LI EBC 5-10kVA
VEBCLI-48VRT1U | 1 Phase UPS | Vertiv™ Liebert® GXT5 Lithium-Ion UPS 5,000 - 10,000 VA | Lithium-Ion External Battery Cabinet, 48V, 1U Rack/Tower
VP0N3202 | 1 Phase UPS | Vertiv™ Geist™ Basic Rack PDU | GXT5 LI PDU Extender L14-30P input, (8) NEMA 5-20R, (2) NEMA L6-30R output
VP0N6200 | 1 Phase UPS | Vertiv™ Geist™ Basic Rack PDU | GXT5 LI PDU Extender HW input, (6) NEMA L14-30R output
VP0N6202 | 1 Phase UPS | Vertiv™ Geist™ Basic Rack PDU | GXT5 LI PDU Extender HW input, (4) NEMA L14-30R, (2) NEMA L6-30R output
VP4N6003 | 1 Phase UPS | Vertiv™ Geist™ Monitored Rack PDU | GXT5 LI PDU Extender HW input, (18) C13/C19 Combo Outlets, (12) NEMA
WMBKT2U | 1 Phase UPS | Vertiv™ Liebert® GXT5 UPS, 500VA - 3000VA, Double Conversion Rack/Tower VRLA UPS 120V UPS | Wall Mount Bracket, holds (1) GXT 2U UPS or GXT External Battery Cabinet
WMBKT2U-SS | 1 Phase UPS | Vertiv™ Liebert® GXT5 UPS, 500VA - 3000VA, Double Conversion Rack/Tower VRLA UPS 120V UPS | Stainless Steel Wall Mount Bracket, holds (1) GXT 2U UPS or GXT External Battery Cabinet
VR3100 | Racks | Vertiv™ VR Rack | Vertiv™ VR Rack - 42U with Doors/ Sides & Casters
VR3105 | Racks | Vertiv™ VR Rack | Vertiv™ VR Rack - 45U with Doors/ Sides & Casters
VR3107 | Racks | Vertiv™ VR Rack | Vertiv™ VR Rack - 48U with Doors/ Sides & Casters
VR3150 | Racks | Vertiv™ VR Rack | Vertiv™ VR Rack - 42U with Doors/ Sides & Casters
VR3300 | Racks | Vertiv™ VR Rack | Vertiv™ VR Rack - 42U with Doors/ Sides & Casters
VR3305 | Racks | Vertiv™ VR Rack | Vertiv™ VR Rack - 45U with Doors/ Sides & Casters
VR3307 | Racks | Vertiv™ VR Rack | Vertiv™ VR Rack - 48U with Doors/ Sides & Casters
VR3350 | Racks | Vertiv™ VR Rack | Vertiv™ VR Rack - 42U with Doors/ Sides & Casters
VR3357 | Racks | Vertiv™ VR Rack | Vertiv™ VR Rack - 48U with Doors/ Sides & Casters
VRA1000 | Racks | Vertiv™ VR Rack Accessories - Cable Management | 1U Horiz Cable Mgr w/D Rings
VRA1001 | Racks | Vertiv™ VR Rack Accessories - Cable Management | 2U Horiz Cable Mgr w/D Rings
VRA1002 | Racks | Vertiv™ VR Rack Accessories - Cable Management | 1Ux4" Horiz Cable Mgr w/Cover
VRA1003 | Racks | Vertiv™ VR Rack Accessories - Cable Management | 2Ux4" Horiz Cable Mgr w/Cover
VRA1004 | Racks | Vertiv™ VR Rack Accessories - Cable Management | Toolless Cable Mgr
VRA1005 | Racks | Vertiv™ VR Rack Accessories - Cable Management | Tool Less Cable Management - Velcro Strap (Qty. 10)
VRA1006 | Racks | Vertiv™ VR Rack Accessories - Cable Management | Toolless Cable Mgr
VRA1007 | Racks | Vertiv™ VR Rack Accessories - Cable Management | Toolless Velcro Strap (Qty 100)
VRA1008 | Racks | Vertiv™ VR Rack Accessories - Cable Management | Toolless D Rings Small (Qty 10)
VRA1009 | Racks | Vertiv™ VR Rack Accessories - Cable Management | Toolless D Rings Small (Qty 100)
VRA1010 | Racks | Vertiv™ VR Rack Accessories - Cable Management | Toolless D-Rings Large (Qty 10)
VRA1011 | Racks | Vertiv™ VR Rack Accessories - Cable Management | Toolless D-Rings Large (Qty 100)
VRA1013 | Racks | Vertiv™ VR Rack Accessories - Cable Management | Horiz Cbl SideChannel
VRA1014 | Racks | Vertiv™ VR Rack Accessories - Cable Management | Vert Cable Manager 600W 42U
VRA1015 | Racks | Vertiv™ VR Rack Accessories - Cable Management | Vert Cable Manager 600W 48U
VRA1016 | Racks | Vertiv™ VR Rack Accessories - Cable Management | Vert Cable Manager 800W 42U
VRA1017 | Racks | Vertiv™ VR Rack Accessories - Cable Management | Vert Cable Mgr 800W 48U
VRA1018 | Racks | Vertiv™ VR Rack Accessories - Cable Management | Hinged Cover 800W 42U
VRA1020 | Racks | Vertiv™ VR Rack Accessories - Cable Management | Hinged Cover 800W 48U
VRA1021 | Racks | Vertiv™ VR Rack Accessories - Cable Management | Vert Cable Org, 8 Cable Rings
VRA1022 | Racks | Vertiv™ VR Rack Accessories - Cable Management | 2Ux6" Horiz Cable Mgr w/cover
VRA1023 | Racks | Vertiv™ VR Rack Accessories - Cable Management | 1U x 6" Horiz Cable Mgr w/cover
VRA1024 | Racks | Vertiv™ VR Rack Accessories - Cable Management | Horiz Cable Side Channel
VRA1025 | Racks | Vertiv™ VR Rack Accessories - Cable Management | Cable Ladder Rack Kit 6" w/ Install Kit
VRA1026 | Racks | Vertiv™ VR Rack Accessories - Cable Management | Cable Ladder Rack Kit 12" w/ Install Kit
VRA1027 | Racks | Vertiv™ VR Rack Accessories - Cable Management | Cable Ladder Rack/Wall Management Kit
VRA1028 | Racks | Vertiv™ VR Rack Accessories - Cable Management | Cable Ladder Angle Adapter Kit
VRA1029 | Racks | Vertiv™ VR Rack Accessories - Cable Management | Cable Ladder Trough Front Adaptor Kit
VRA1030 | Racks | Vertiv™ VR Rack Accessories - Cable Management | Cable Ladder Trough End Adaptor Kit
VRA1031 | Racks | Vertiv™ VR Rack Accessories - Cable Management | Vertical Cable Manager for 800mm Wide 45U (Qty. 2)
VRA1033 | Racks | Vertiv™ VR Rack Accessories - Cable Management | Vertical Cable Manager for 600mm Wide 45U (Qty. 2)
VRA1034 | Racks | Vertiv™ VR Rack Accessories - Cable Management | Cable Ladder Suspension Kit
VRA1035 | Racks | Vertiv™ VR Rack Accessories - Cable Management | Cable Ladder Stacking Kit
VRA2000 | Racks | Vertiv™ VR Rack Accessories - Cable Management | 1U 19" Black Plastic Tool Less Airflow Blanking Panel (Qty. 10)
VRA2001 | Racks | Vertiv™ VR Rack Accessories - Cable Management | 1U 19" Black Plastic Tool Less Airflow Blanking Panel (Qty. 200)
VRA2002 | Racks | Vertiv™ VR Rack Accessories - Cable Management | 19" Blanking Panel Kit 1,2,4,8U
VRA2003 | Racks | Vertiv™ VR Rack Accessories - Cable Management | 19" Blanking Panels 1U
VRA2004 | Racks | Vertiv™ VR Rack Accessories - Cable Management | Air Recirculation Prevention Kit
VRA2005 | Racks | Vertiv™ VR Rack Accessories - Cable Management | 19" Rail Brush Strips for 800W
VRA2006 | Racks | Vertiv™ VR Rack Accessories - Cable Management | Cable Pass Through Brush Kit
VRA2007 | Racks | Vertiv™ VR Rack Accessories - Cable Management | Top Fan Kit 120 VAC 50/60 Hz
VRA2008 | Racks | Vertiv™ VR Rack Accessories - Cable Management | Top Fan Kit 208-230 VAC 50/60 Hz
VRA2009 | Racks | Vertiv™ VR Rack Accessories - Cable Management | Vertical Exhaust Duct Short, 600W
VRA2010 | Racks | Vertiv™ VR Rack Accessories - Cable Management | Vertical Exhaust Duct Tall, 600W
VRA2011 | Racks | Vertiv™ VR Rack Accessories - Cable Management | Vertical Exhaust Duct Short, 800W
VRA2012 | Racks | Vertiv™ VR Rack Accessories - Cable Management | Vertical Exhaust Duct Tall, 800W
VRA2013 | Racks | Vertiv™ VR Rack Accessories - Cable Management | 2U 19" Black Plastic Tool Less Airflow Blanking Panel (Qty. 10)
VRA2014 | Racks | Vertiv™ VR Rack Accessories - Cable Management | 2U 19" Black Plastic Tool Less Airflow Blanking Panel (Qty. 100)
VRA3000 | Racks | Vertiv™ VR Rack Accessories - Cable Management | 1U Depth Adj Fixed Shelf 250lbs
VRA3001 | Racks | Vertiv™ VR Rack Accessories - Cable Management | 2U 19" Fixed Shelf 50lbs
VRA3002 | Racks | Vertiv™ VR Rack Accessories - Cable Management | 1U Depth Adj Sliding Shelf 100lbs
VRA3003 | Racks | Vertiv™ VR Rack Accessories - Cable Management | 1U Depth Adjustable
VRA3004 | Racks | Vertiv™ VR Rack Accessories - Cable Management | 1U Depth Adjustable
VRA3005 | Racks | Vertiv™ VR Rack Accessories - Cable Management | Depth Extension 42U x 600 x 200
VRA3006 | Racks | Vertiv™ VR Rack Accessories - Cable Management | Depth Extension 42U x 800 x 200
VRA3007 | Racks | Vertiv™ VR Rack Accessories - Cable Management | Depth Extension 48U x 600 x 200
VRA3008 | Racks | Vertiv™ VR Rack Accessories - Cable Management | Depth Extension 48U x 800 x 200
VRA3009 | Racks | Vertiv™ VR Rack Accessories - Cable Management | VR 100x600x1100 Rack Base
VRA3010 | Racks | Vertiv™ VR Rack Accessories - Cable Management | VR 100x800x1100 Rack Base
VRA3011 | Racks | Vertiv™ VR Rack Accessories - Cable Management | VR 100x600x1200 Rack Base
VRA3012 | Racks | Vertiv™ VR Rack Accessories - Cable Management | VR 100x800x1200 Rack Base
VRA4000 | Racks | Vertiv™ VR Rack Accessories - Cable Management | VR Bolt Down Brackets
VRA4001 | Racks | Vertiv™ VR Rack Accessories - Cable Management | VR Anti Tip Plate 600W/800W
VRA5000 | Racks | Vertiv™ VR Rack Accessories - Cable Management | M6 Cage Nuts, Screws Qty 50
VRA5001 | Racks | Vertiv™ VR Rack Accessories - Cable Management | 10-32 Cage Nuts Qty 50
VRA5002 | Racks | Vertiv™ VR Rack Accessories - Cable Management | VR Baying Kit
VRA5003 | Racks | Vertiv™ VR Rack Accessories - Cable Management | VR Baying Gasket Kit
VRA5004 | Racks | Vertiv™ VR Rack Accessories - Cable Management | Zero U Acc. Mounting Bracket
VRA6001 | Racks | Vertiv™ VR Rack Accessories - Cable Management | VR 42Ux600 Single Perf Door Blk
VRA6002 | Racks | Vertiv™ VR Rack Accessories - Cable Management | VR 42Ux800 Single Perf Door Blk
VRA6003 | Racks | Vertiv™ VR Rack Accessories - Cable Management | VR 48Ux600 Single Perf Door Blk
VRA6004 | Racks | Vertiv™ VR Rack Accessories - Cable Management | VR 48Ux800 Single Perf Door Blk
VRA6005 | Racks | Vertiv™ VR Rack Accessories - Cable Management | VR 42Ux600 Split Perf Doors Blk
VRA6006 | Racks | Vertiv™ VR Rack Accessories - Cable Management | VR 42Ux800 Split Perf Doors Blk
VRA6007 | Racks | Vertiv™ VR Rack Accessories - Cable Management | VR 48Ux600 Split Perf Doors Blk
VRA6008 | Racks | Vertiv™ VR Rack Accessories - Cable Management | VR 48Ux800 Split Perf Doors Blk
VRA6009 | Racks | Vertiv™ VR Rack Accessories - Cable Management | VR 42Ux1100 Split Side Panels
VRA6010 | Racks | Vertiv™ VR Rack Accessories - Cable Management | VR 42Ux1200 Split Side Panels
VRA6011 | Racks | Vertiv™ VR Rack Accessories - Cable Management | VR 48Ux1100 Split Side Panels
VRA6012 | Racks | Vertiv™ VR Rack Accessories - Cable Management | VR 48Ux1200 Split Side Panels
VRA6013 | Racks | Vertiv™ VR Rack Accessories - Cable Management | VR 42Ux600 19" Rails
VRA6014 | Racks | Vertiv™ VR Rack Accessories - Cable Management | VR 42Ux800 19" Rails
VRA6015 | Racks | Vertiv™ VR Rack Accessories - Cable Management | VR 48Ux600 19" Rails
VRA6016 | Racks | Vertiv™ VR Rack Accessories - Cable Management | VR 48Ux800 19" Rails
VRA6017 | Racks | Vertiv™ VR Rack Accessories - Cable Management | VR 600x1100 Top Panel
VRA6018 | Racks | Vertiv™ VR Rack Accessories - Cable Management | VR 800x1100 Top Panel
VRA6019 | Racks | Vertiv™ VR Rack Accessories - Cable Management | VR 600x1200 Top Panel
VRA6020 | Racks | Vertiv™ VR Rack Accessories - Cable Management | VR 800x1200 Top Panel
VRA6021 | Racks | Vertiv™ VR Rack Accessories - Cable Management | VR Top Panel Grommets
VRA6022 | Racks | Vertiv™ VR Rack Accessories - Cable Management | VR Door Handle
VRA6023 | Racks | Vertiv™ VR Rack Accessories - Cable Management | VR Combination Lock Handle
VRA6024 | Racks | Vertiv™ VR Rack Accessories - Cable Management | VR Caster Kit
VRA6025 | Racks | Vertiv™ VR Rack Accessories - Cable Management | VR 42U 4" PDU/Cable Mgt Brackets
VRA6026 | Racks | Vertiv™ VR Rack Accessories - Cable Management | VR 48U 4" PDU/Cbl Mgt Bracket
VRA6029 | Racks | Vertiv™ VR Rack Accessories - Cable Management | Pass-Through Side Panels 45U x 1100
VRA6030 | Racks | Vertiv™ VR Rack Accessories - Cable Management | Pass-Through Side Panels 45U x 1200
VRA6031 | Racks | Vertiv™ VR Rack Accessories - Cable Management | Pass-Through Side Panels 48U x 1100
VRA6032 | Racks | Vertiv™ VR Rack Accessories - Cable Management | Pass-Through Side Panels 48U x 1200
VRA6033 | Racks | Vertiv™ VR Rack Accessories - Cable Management | Networking Roof Panel 600 x 1100
VRA6034 | Racks | Vertiv™ VR Rack Accessories - Cable Management | Networking Roof Panel 600 x 1200
VRA6035 | Racks | Vertiv™ VR Rack Accessories - Cable Management | Networking Roof Panel 800 x 1100
VRA6036 | Racks | Vertiv™ VR Rack Accessories - Cable Management | Networking Roof Panel 800 x 1200
VRA6037 | Racks | Vertiv™ VR Rack Accessories - Cable Management | Rack Bottom Panel 600 x 1100
VRA6038 | Racks | Vertiv™ VR Rack Accessories - Cable Management | Rack Bottom Panel 600 x 1200
VRA6039 | Racks | Vertiv™ VR Rack Accessories - Cable Management | Rack Bottom Panel 800 x 1100
VRA6040 | Racks | Vertiv™ VR Rack Accessories - Cable Management | Rack Bottom Panel 800 x 1200
VRA6042 | Racks | Vertiv™ VR Rack Accessories - Cable Management | Copper BUS Bar 42U
VRA6043 | Racks | Vertiv™ VR Rack Accessories - Cable Management | Copper BUS Bar 48U
VRA6044 | Racks | Vertiv™ VR Rack Accessories - Cable Management | Rail Conversion Kit 42U , 21" EIA Mounting Rails 800mm
VRA6045 | Racks | Vertiv™ VR Rack Accessories - Cable Management | Rail Conversion Kit 45U , 21" EIA Mounting Rails 800mm
VRA6046 | Racks | Vertiv™ VR Rack Accessories - Cable Management | Rail Conversion Kit 45U , 23" EIA Mounting Rails 800mm
VRA6047 | Racks | Vertiv™ VR Rack Accessories - Cable Management | Rail Conversion Kit 42U , 23" EIA Mounting Rails 800mm
VRA6048 | Racks | Vertiv™ VR Rack Accessories - Cable Management | Rail Conversion Kit 48U , 21" EIA Mounting Rails 800mm
VRA6049 | Racks | Vertiv™ VR Rack Accessories - Cable Management | Rail Conversion Kit 48U , 23" EIA Mounting Rails 800mm
VRA6050 | Racks | Vertiv™ VR Rack Accessories - Cable Management | Full Solid Metal Door 42U x 600
VRA6051 | Racks | Vertiv™ VR Rack Accessories - Cable Management | Full Solid Metal Door 42U x 800
VRA6052 | Racks | Vertiv™ VR Rack Accessories - Cable Management | Full Solid Metal Door 48U x 600
VRA6053 | Racks | Vertiv™ VR Rack Accessories - Cable Management | Full Solid Metal Door 48U x 800
VRA6054 | Racks | Vertiv™ VR Rack Accessories - Cable Management | Pass-Through Side Panels 42U x 1100
VRA6055 | Racks | Vertiv™ VR Rack Accessories - Cable Management | Pass-Through Side Panels 42U x 1200
VRA6056 | Racks | Vertiv™ VR Rack Accessories - Cable Management | Split Solid Metal Door 48U x 600
VRA6057 | Racks | Vertiv™ VR Rack Accessories - Cable Management | Split Solid Metal Door 48U x 800
VRA6062 | Racks | Vertiv™ VR Rack Accessories - Cable Management | Split Solid Metal Door 42U x 600
VRA6063 | Racks | Vertiv™ VR Rack Accessories - Cable Management | Split Solid Metal Door 42U x 800
VRA7001 | Racks | Vertiv™ VR Rack Accessories - Cable Management | Security Handle Combination (2)
VRA7002 | Racks | Vertiv™ VR Rack Accessories - Cable Management | Security Handle Fingerprint + RFID (1)
VRA7003 | Racks | Vertiv™ VR Rack Accessories - Cable Management | Security Handle Pin Pad + RFID (1)
VRA8501 | Racks | Vertiv™ VR Rack Accessories - Cable Management | VR Cable Trough, Cable Alignment Kit (Set of 2)
VRA8502 | Racks | Vertiv™ VR Rack Accessories - Cable Management | VR Cable Trough, Connector Kit (Set of 2)
VRA8503 | Racks | Vertiv™ VR Rack Accessories - Cable Management | VR Cable Trough, Cable Separation Kit (Set of 12)
VRA8504 | Racks | Vertiv™ VR Rack Accessories - Cable Management | VR Cable Trough Grounding Wire, 750mm (Set of 10)
VRA8505 | Racks | Vertiv™ VR Rack Accessories - Cable Management | VR Cable Trough, 300mm Height Extension
VRA8506 | Racks | Vertiv™ VR Rack Accessories - Cable Management | VR Cable Trough, 600mm Height Extension
VRA8561 | Racks | Vertiv™ VR Rack Accessories - Cable Management | VR Cable Trough, 600mm
VRA8567 | Racks | Vertiv™ VR Rack Accessories - Cable Management | VR Cable Trough, End Caps (Set of 2)
VRA8571 | Racks | Vertiv™ VR Rack Accessories - Cable Management | VR Cable Trough, 800mm
VRA8573 | Racks | Vertiv™ VR Rack Accessories - Cable Management | VR Cable Trough Cover, 300mm
VRA8574 | Racks | Vertiv™ VR Rack Accessories - Cable Management | VR Cable Trough Cover, 600mm
VRA8575 | Racks | Vertiv™ VR Rack Accessories - Cable Management | VR Cable Trough Cover, 800mm
VRA8581 | Racks | Vertiv™ VR Rack Accessories - Cable Management | VR Cable Trough, 300mm
FSC1N001 | Rack PDU | Vertiv™ Geist™ Facility Side Cable | Facility Side Cable, 30A, 208V, 4.9kW, 10ft / 3m Facility Side Cable, 10ft power cord with L6-30P with Universal Connector.
FSC3N002 | Rack PDU | Vertiv™ Geist™ Facility Side Cable | Facility Side Cable, 30A, 208V DELTA, 8.6kW, 10ft power cord with L15-30P and Universal Connector.
FSC3N003 | Rack PDU | Vertiv™ Geist™ Facility Side Cable | Facility Side Cable, 30A, 120/208V WYE, 8.6kW, 10ft power cord with L21-30P with Universal Connector.
FSC3N006 | Rack PDU | Vertiv™ Geist™ Facility Side Cable | Facility Side Cable, 60A, 208V DELTA, 17.2kW, 10ft / 3m with IEC 3P+E (IP44) and Universal Connector.
FSC3U001 | Rack PDU | Vertiv™ Geist™ Facility Side Cable | Facility Side Cable, 16A/20A, 230/400V WYE, 11.0kW, 10ft / 3m with IEC 3P+N+E (IP44) and Universal Connector.
FSC3U002 | Rack PDU | Vertiv™ Geist™ Facility Side Cable | Facility Side Cable, 30/32A, 230/400V WYE, 22.0kW, 10ft / 3m with IEC 3P+N+E (IP44) and Universal Connector.
UI30006L | Rack PDU | Vertiv™ Geist™ UPDU, Universal Power Distribution Unit | rPDU, Monitored Unit Level EC, Max 11.0kW, Variable Power Configuration, Vertical, (24) Locking IEC C13, (12) Locking IEC C19, Universal Input, Black Powder Coat.
UI30007L | Rack PDU | Vertiv™ Geist™ UPDU, Universal Power Distribution Unit | rPDU, Monitored Unit Level EC, Max 22.0kW, Variable Power Configuration, Vertical, (24) Locking IEC C13, (6) Locking IEC C19, Universal Input, Black Powder Coat.
UI30023 | Rack PDU | Vertiv™ Geist™ UPDU, Universal Power Distribution Unit | rPDU, Monitored Unit Level EC, Max 11.0kW, Variable Power Configuration, Vertical, (42) Combination C13/C19, Universal Input, Black Powder Coat.
UI30026 | Rack PDU | Vertiv™ Geist™ UPDU, Universal Power Distribution Unit | rPDU, Monitored Unit Level EC, Max 22.0kW, Variable Power Configuration, Vertical, (30) Combination C13/C19, Universal Input, Black Powder Coat.
UU30009L | Rack PDU | Vertiv™ Geist™ UPDU, Universal Power Distribution Unit | rPDU, Switched Outlet Level Monitoring EC, Max 11.0kW, Variable Power Configuration, Vertical, (30) Locking IEC C13, (6) Locking IEC C19, Universal Input, Black Powder Coat.
UU30010L | Rack PDU | Vertiv™ Geist™ UPDU, Universal Power Distribution Unit | rPDU, Switched Outlet Level Monitoring EC, Max 22.0kW, Variable Power Configuration, Vertical, (18) Locking IEC C13, (12) Locking IEC C19, Universal Input, Black Powder Coat.
VA4N1100 | Rack PDU | Vertiv™ Geist™ Rack Transfer Switch | rPDU, Rack Transfer Switch Monitored Unit Level, 15A, 120V, 1.4kW, Horizontal, (10) NEMA 5-15R, 10ft / 3m power cords with 5-15P, Black Powder Coat.
VA4N2100 | Rack PDU | Vertiv™ Geist™ Rack Transfer Switch | rPDU, Rack Transfer Switch Monitored Unit Level, 20A, 120V, 1.9kW, Horizontal, (10) NEMA 5-20R, 10ft / 3m power cords with 5-20P, Black Powder Coat.
VA4N3100 | Rack PDU | Vertiv™ Geist™ Rack Transfer Switch | rPDU, Rack Transfer Switch Monitored Unit Level, 30A, 208V, 4.9kW, Horizontal, (1) NEMA L6-30R, 10ft / 3m power cords with L6-30P, Black Powder Coat.
VA4U1100 | Rack PDU | Vertiv™ Geist™ Rack Transfer Switch | rPDU, Rack Transfer Switch Monitored Unit Level, 10A or 15A, 120V or 208V or 230V, 1.4kW or 2.4kW or 2.3kW, Horizontal, (10) Locking IEC C13, C14, Black Powder Coat.
VP43301 | Rack PDU | Vertiv™ Geist™ Monitored Rack PDU | rPDU, Monitored Unit Level EC, 30A, 208V, 4.9kW, Vertical, (36) Combination C13/C19, 10ft / 3m power cord with L6-30P, Black Powder Coat.
VP43302 | Rack PDU | Vertiv™ Geist™ Monitored Rack PDU | rPDU, Monitored Unit Level EC, 30A, 120/208V WYE, 8.6kW, Vertical, (36) Combination C13/C19, 10ft / 3m power cord with L21-30P, Black Powder Coat.
VP4551V | Rack PDU | Vertiv™ Geist™ Monitored Rack PDU | rPDU, Monitored Outlet Level EC, 60A, 208V DELTA, 17.2kW, Vertical, (12) Locking IEC C13, (12) Locking IEC C19, 10ft / 3m power cord with 3P+E (IP67), Black Powder Coat.
VP46301 | Rack PDU | Vertiv™ Geist™ Monitored Rack PDU | rPDU, Monitored Unit Level EC, 60A, 208V DELTA, 17.2kW, Vertical, (30) Combination C13/C19, 10ft / 3m power cord with 3P+E (IP44), Black Powder Coat.
VP51100 | Rack PDU | Vertiv™ Geist™ Switched Rack PDU | rPDU, Switched Unit Level Monitoring EC, 15A, 120V, 1.4kW, Horizontal, (6) NEMA 5-15R, 10ft / 3m power cord with 5-15P, Black Powder Coat.
VP52100 | Rack PDU | Vertiv™ Geist™ Switched Rack PDU | rPDU, Switched Unit Level Monitoring EC, 20A, 120V, 1.9kW, Horizontal, (12) NEMA 5-20R, 10ft / 3m power cord with L5-20P, Black Powder Coat.
VP53100 | Rack PDU | Vertiv™ Geist™ Switched Rack PDU | rPDU, Switched Unit Level Monitoring EC, 30A, 208V, 4.9kW, Horizontal, (12) Combination C13/C19, 10ft / 3m power cord with L6-30P, Black Powder Coat.
VP53101 | Rack PDU | Vertiv™ Geist™ Switched Rack PDU | rPDU, Switched Unit Level Monitoring EC, 30A, 120V, 2.8kW, Horizontal, (12) NEMA 5-20R, 10ft / 3m power cord with L5-30P, Black Powder Coat.
VP5665V | Rack PDU | Vertiv™ Geist™ Switched Rack PDU | rPDU, Switched Outlet Level Monitoring EC, 30A, 208V DELTA, 8.6kW, Vertical, (30) Locking IEC C13, (6) Locking IEC C19, 10ft / 3m power cord with L15-30P, Black Powder Coat.
VP5870V | Rack PDU | Vertiv™ Geist™ Switched Rack PDU | rPDU, Switched Outlet Level Monitoring EC, 30A, 208V, 4.9kW, Vertical, (30) Locking IEC C13, (6) Locking IEC C19, 10ft / 3m power cord with L6-30P, Black Powder Coat.
VP5N3000 | Rack PDU | Vertiv™ Geist™ Switched Rack PDU | rPDU, Switched Unit Level Monitoring EC, 30A, 208V, 4.9kW, Vertical, (24) Combination C13/C19, 10ft / 3m power cord with L6-30P, Black Powder Coat.
VP7541 | Rack PDU | Vertiv™ Geist™ Basic Rack PDU | rPDU, Basic Standard, 30A, 208V, 4.9kW, Vertical, (20) IEC C13, (4) IEC C19, 10ft power cord with L6-30P, Black Powder Coat.
VP7811B | Rack PDU | Vertiv™ Geist™ Monitored Rack PDU | rPDU, Monitored Unit Level EC, 30A, 208V, 4.9kW, Horizontal, (12) IEC C13, (4) IEC C19, 10ft power cord with L6-30P, Black Powder Coat.
VP7N3001 | Rack PDU | Vertiv™ Geist™ Switched Rack PDU | rPDU, Switched Outlet Level Monitoring EC, 30A, 208V, 4.9kW, Vertical, (24) Combination C13/C19, 10ft / 3m power cord with L6-30P, Black Powder Coat.
VP7UU001 | Rack PDU | Vertiv™ Geist™ UPDU, Universal Power Distribution Unit | rPDU, Switched Outlet Level Monitoring EC, 11.0kW, Variable Power Configuration, Vertical, (24) Combination C13/C19, Universal Inlet, Black Powder Coat.
VP7UV002 | Rack PDU | Vertiv™ Geist™ UPDU, Universal Power Distribution Unit | rPDU, Switched Outlet Level Monitoring EC, 22.0kW, Variable Power Configuration, Vertical, (24) Combination C13/C19, Universal Inlet, Black Powder Coat.
VP8641 | Rack PDU | Vertiv™ Geist™ Switched Rack PDU | rPDU, Switched Outlet Level Monitoring EC, 30A, 208V, 4.9kW, Vertical, (20) Locking IEC C13, (4) Locking IEC C19, 10 ft / 3m power cord with L6-30P, Black Powder Coat.
VP8830 | Rack PDU | Vertiv™ Geist™ Monitored Rack PDU | rPDU, Monitored Unit Level EC, 20A, 120V, 1.9kW, Vertical, (24) NEMA 5-20R, 10ft power cord with L5-20P, Black Powder Coat.
VP8832 | Rack PDU | Vertiv™ Geist™ Monitored Rack PDU | rPDU, Monitored Unit Level EC, 30A, 120V, 2.8kW, Vertical, (24) NEMA 5-20R, 10ft power cord with L5-30P, Black Powder Coat.
VP8841 | Rack PDU | Vertiv™ Geist™ Monitored Rack PDU | rPDU, Monitored Unit Level EC, 30A, 208V, 4.9kW, Vertical, (36) IEC C13, (6) IEC C19, 10ft power cord with L6-30P, Black Powder Coat.
VP8865 | Rack PDU | Vertiv™ Geist™ Monitored Rack PDU | rPDU, Monitored Unit Level EC, 30A, 120/208V WYE, 8.6kW, Vertical, (36) IEC C13, (6) IEC C19, (2) NEMA 5-20R, 10ft power cord with L21-30P, Black Powder Coat.
VP8930 | Rack PDU | Vertiv™ Geist™ Switched Rack PDU | rPDU, Switched Unit Level Monitoring EC, 20A, 120V, 1.9kW, Vertical, (24) NEMA 5-20R, 10ft / 3m power cord with L5-20P, Black Powder Coat.
VP8932 | Rack PDU | Vertiv™ Geist™ Switched Rack PDU | rPDU, Switched Unit Level Monitoring EC, 30A, 120V, 2.8kW, Vertical, (24) NEMA 5-20R, 10ft / 3m power cord with L5-30P, Black Powder Coat.
VP8941 | Rack PDU | Vertiv™ Geist™ Switched Rack PDU | rPDU, Switched Unit Level Monitoring EC, 30A, 208V, 4.9kW, Vertical, (20) Locking IEC C13, (4) Locking IEC C19, 10ft / 3m power cord with L6-30P, Black Powder Coat.
VP8959NA3 | Rack PDU | Vertiv™ Geist™ Switched Rack PDU | rPDU, Switched Unit Level Monitoring EC, 20A, 208V, 3.3kW, Vertical, (21) Locking IEC C13, (3) Locking IEC C19, 10ft power cord with L6-20P, Black Powder Coat.
VP8965 | Rack PDU | Vertiv™ Geist™ Switched Rack PDU | rPDU, Switched Unit Level Monitoring EC, 30A, 120/208V WYE, 8.6kW, Vertical, (18) Locking IEC C13, (6) Locking IEC C19, 10ft / 3m power cord with L21-30P, Black Powder Coat.
VP9562 | Rack PDU | Vertiv™ Geist™ Basic Rack PDU | rPDU, Basic Standard, 15A, 120V, 1.4kW, Horizontal, (10) NEMA 5-15R, 10 ft power cord with 5-15P, Black Powder Coat.
VP9563 | Rack PDU | Vertiv™ Geist™ Basic Rack PDU | rPDU, Basic Standard, 20A, 120V, 1.9kW, Horizontal, (10) NEMA 5-20R, 10ft power cord with 5-20P, Black Powder Coat.
VP9567 | Rack PDU | Vertiv™ Geist™ Basic Rack PDU | rPDU, Basic Standard, 15A, 120V, 1.4kW, Vertical, (14) NEMA 5-15R, 10ft power cord with 5-15P, Black Powder Coat.
VP9571A | Rack PDU | Vertiv™ Geist™ Basic Rack PDU | rPDU, Basic Standard, 30A, 208V, 4.9kW, Horizontal, (12) IEC C13, 10 ft power cord with L6-30P, Black Powder Coat.
ACS8008-LN-DAC-400 | IT Systems | Vertiv™ Avocent® ACS 8000 Serial Consoles | 8 Port ACS8000, 4G/LTE NA, Dual AC, TAA
ACS8008MDAC-400 | IT Systems | Vertiv™ Avocent® ACS 8000 Serial Consoles | 8-Port ACS8000 Console System with dual AC Power Supply and Analog Modem
ACS8008-NA-DAC-400 | IT Systems | Vertiv™ Avocent® ACS 8000 Serial Consoles | 8 Port ACS8000, 4G/LTE NA2, DualAC, TAA
ACS8016DAC-400 | IT Systems | Vertiv™ Avocent® ACS 8000 Serial Consoles | 16-Port ACS8000 Console System with dual AC Power Supply
ACS8016-LN-DAC-400 | IT Systems | Vertiv™ Avocent® ACS 8000 Serial Consoles | 16 Port ACS8000, 4G/LTE NA, Dual AC, TAA
ACS8016MDAC-400 | IT Systems | Vertiv™ Avocent® ACS 8000 Serial Consoles | 16-Port ACS8000 Console System with dual AC Power Supply and Analog Modem
ACS8016-NA-DAC-400 | IT Systems | Vertiv™ Avocent® ACS 8000 Serial Consoles | 16 Port ACS8000, 4G/LTE NA2, DualAC, TAA
ACS8032-LN-DAC-400 | IT Systems | Vertiv™ Avocent® ACS 8000 Serial Consoles | 32 Port ACS8000, 4G/LTE NA, Dual AC, TAA
ACS8032MDAC-400 | IT Systems | Vertiv™ Avocent® ACS 8000 Serial Consoles | 32-Port ACS8000 Console System with dual AC Power Supply and Analog Modem
ACS8032-NA-DAC-400 | IT Systems | Vertiv™ Avocent® ACS 8000 Serial Consoles | 32 Port ACS8000, 4G/LTE NA2, DualAC, TAA
ACS8048DAC-400 | IT Systems | Vertiv™ Avocent® ACS 8000 Serial Consoles | 48-Port ACS8000 Console System with dual AC Power Supply
ACS8048-LN-DAC-400 | IT Systems | Vertiv™ Avocent® ACS 8000 Serial Consoles | 48 Port ACS8000, 4G/LTE NA, Dual AC, TAA
ACS8048MDAC-400 | IT Systems | Vertiv™ Avocent® ACS 8000 Serial Consoles | 48-Port ACS8000 Console System with dual AC Power Supply and Analog Modem
ACS8048-NA-DAC-400 | IT Systems | Vertiv™ Avocent® ACS 8000 Serial Consoles | 48 Port ACS8000, 4G/LTE NA2, DualAC, TAA
ACS804MEAC-400 | IT Systems | Vertiv™ Avocent® ACS 8000 Serial Consoles | 4-Port ACS800 Serial Console with analog modem, external AC/DC Power Brick - Global Datacenter PDU Power Cord
ADX-HDMI-400 | IT Systems | Vertiv™ Avocent® ADX Ecosystem | Vertiv Avocent ADX 4K HDMI Adapter
ADX-IPIQ-400 | IT Systems | Vertiv™ Avocent® ADX Ecosystem | Vertiv Avocent ADX IPIQ IP KVM device
ADX-IPUHD-400 | IT Systems | Vertiv™ Avocent® ADX Ecosystem | Vertiv Avocent ADX IPUHD 4K IP KVM device
ADX-RM1048PDAC-400 | IT Systems | Vertiv™ Avocent® ADX Ecosystem | Vertiv Avocent ADX Rack Manager, 48 PoE Ports
ADX-MINIDP-400 | IT Systems | Vertiv™ Avocent® ADX Ecosystem | Vertiv Avocent ADX 4K Mini Display Port Adapter
ADX-MP1000DAC-400 | IT Systems | Vertiv™ Avocent® ADX Ecosystem | Vertiv Avocent ADX Management Platform
ADX-MP1000VA | IT Systems | Vertiv™ Avocent® ADX Ecosystem | Avocent ADX MP1000 Virtual Appliance Management Platform
AFPSPLITTER | IT Systems | Vertiv™ Cybex™ Secure MultiViewer KVM Switch | AFP Splitter for Matrix
AV3108-400 | IT Systems | Avocent AV 3000 Series KVM over IP Switching Solutions | 8 port AutoView KVM with 1 local and 1 remote users, VM and CAC, TAA
AV3216-400 | IT Systems | Avocent AV 3000 Series KVM over IP Switching Solutions | 16 port AutoView KVM with 2 local and 1 remote users, VM and CAC, TAA
HMX5150T-DP | IT Systems | Avocent HMX 5000 High Performance KVM Systems | HMXTX SNGL DP,USB,Audio, Zero U
LRA185KMM16D-001 | IT Systems | Avocent LCD Local Rack Access Console | LCD,16P KVM, 16 CABLES, USB KB-US INTL
LRA185KMM16D-G01 | IT Systems | Avocent LCD Local Rack Access Console | LCD,16P KVM, 16 CABLES, USB KB-US INTL, TAA Compliant
LRA185KMM8D-G01 | IT Systems | Avocent LCD Local Rack Access Console | LCD,8P KVM, 8 CABLES, USB KB-US INTL, TAA Compliant
LRA185KMM-G01 | IT Systems | Avocent LCD Local Rack Access Console | 18.5 LCD, USB KB, 2USB PASS-US INTL ENG, TAA Compliant
LV5500R-400 | IT Systems | Avocent® LV5500 / Avocent® LV5520 KVM Extender Series | Single Extender DP,4K60,USB2.0
LV5500T-400 | IT Systems | Avocent® LV5500 / Avocent® LV5520 KVM Extender Series | Single Extender DP,4K60,USB2.0
LV5520R-400 | IT Systems | Avocent® LV5500 / Avocent® LV5520 KVM Extender Series | Dual Extender DP,4K60,USB2.0
LV5520T-400 | IT Systems | Avocent® LV5500 / Avocent® LV5520 KVM Extender Series | Dual Extender DP,4K60,USB2.0
MPU108EDAC-400 | IT Systems | Avocent MergePoint Unity Digital KVM Switches | 8 port, 1 digital KVM path, dual AC Power Supply "1 local user" TAA
MPU2016DAC-400 | IT Systems | Avocent MergePoint Unity Digital KVM Switches | 16 port, 2 digital KVM paths, dual AC Power Supply "1 local user" TAA
MPU2032DAC-400 | IT Systems | Avocent MergePoint Unity Digital KVM Switches | 32 port, 2 digital KVM paths, dual AC Power Supply "1 local user" TAA
MPU4032DAC-400 | IT Systems | Avocent MergePoint Unity Digital KVM Switches | 32 port, 4 digital KVM paths, dual AC Power Supply "1 local user" TAA
MPU8032DAC-400 | IT Systems | Avocent MergePoint Unity Digital KVM Switches | 32 port, 8 digital KVM paths, dual AC Power Supply "1 local user" TAA
MPUIQ-SRL | IT Systems | Avocent MergePoint Unity Digital KVM Switches | MergePoint Unity Serial IQ module
MPUIQ-VMCDP | IT Systems | Avocent MergePoint Unity Digital KVM Switches | Server Interface Module for DisplayPort video, USB keyboard/mouse supporting virtual media, CAC and USB2.0. Used with MPU appliance.
MPUIQ-VMCHD | IT Systems | Avocent MergePoint Unity Digital KVM Switches | Server Interface Module for HDMI video, USB keyboard/mouse supporting virtual media, CAC and USB2.0. Used with MPU appliance.
MPUIQ-VMCHS-G01 | IT Systems | Avocent MergePoint Unity Digital KVM Switches | Server interface module for VGA, USB keyboard, mouse supporting virtual media, CAC and USB2.0. Used with DSR and MPU appliances. TAA Compliant
SC820D-001 | IT Systems | Cybex™ SC800 Series Secure Desktop KVM Switches | 2-port secure desktop KVM, Display Port, USB 2.0 peripheral ports, audio TAA Compliant
SC820DP-001 | IT Systems | Cybex™ SC800 Series Secure Desktop KVM Switches | 2Port Single-Head Secure KVM, DP in/DP out
SC820DPH-400 | IT Systems | Cybex™ SC800 DPH, DPHC and DVI-D Series Secure Desktop KVM Switches | CYBEX™ SC Universal DP/H Secure KVM Switch 2-Port Single Display, PP4.0
SC840-001 | IT Systems | Cybex™ SC800 Series Secure Desktop KVM Switches | 4-Port DVI-I Secure KVM TAA Compliant
SC840D-001 | IT Systems | Cybex™ SC800 Series Secure Desktop KVM Switches | 4-Port DisplayPort Secure KVM TAA Compliant
SC840DPH-400 | IT Systems | Cybex™ SC800 DPH, DPHC and DVI-D Series Secure Desktop KVM Switches | CYBEX™ SC Universal DP/H Secure KVM Switch 4-Port Single Display, PP4.0
SC840DPHC-400 | IT Systems | Cybex™ SC800 DPH, DPHC and DVI-D Series Secure Desktop KVM Switches | CYBEX™ SC Universal DP/H + USB-C Secure KVM Switch 4-Port Single Display, PP4.0
SC845-001 | IT Systems | Cybex™ SC800 Series Secure Desktop KVM Switches | 4-Port DVI-I Secure KVM DPP TAA Compliant
SC845D-001 | IT Systems | Cybex™ SC800 Series Secure Desktop KVM Switches | 4-Port DisplayPort Secure KVM DPP TAA Compliant
SC845DPH-400 | IT Systems | Cybex™ SC800 DPH, DPHC and DVI-D Series Secure Desktop KVM Switches | CYBEX™ SC Universal DP/H Secure KVM Switch 4-Port Single Display with CAC, PP4.0
SC845DPHC-400 | IT Systems | Cybex™ SC800 DPH, DPHC and DVI-D Series Secure Desktop KVM Switches | CYBEX™ SC Universal DP/H + USB-C Secure KVM Switch 4-Port Single Display, with CAC,PP4.0
SC885-001 | IT Systems | Cybex™ SC800 Series Secure Desktop KVM Switches | 8-Port DVI-I Secure KVM DPP TAA Compliant
SC920DPH-400 | IT Systems | Cybex™ SC900 DPH, DPHC and DVI-D Series Secure Desktop KVM Switches | CYBEX™ SC Universal DP/H Secure KVM Switch 2-Port Dual Display, PP4.0
SC940-001 | IT Systems | Cybex™ SC900 Series Secure Desktop KVM Switches | 4-Port DVI-I DH Secure KVM TAA Compliant
SC940D-001 | IT Systems | Cybex™ SC900 Series Secure Desktop KVM Switches | 4-Port DisplayPort DH Secure KVM TAA Compliant
SC940DP-001 | IT Systems | Cybex™ SC900 Series Secure Desktop KVM Switches | 4Port Dual-Head Secure KVM, DP in/DP out
SC940DPH-400 | IT Systems | Cybex™ SC900 DPH, DPHC and DVI-D Series Secure Desktop KVM Switches | CYBEX™ SC Universal DP/H Secure KVM Switch 4-Port Dual Display, PP4.0
SC940DPHC-400 | IT Systems | Cybex™ SC900 DPH, DPHC and DVI-D Series Secure Desktop KVM Switches | CYBEX™ SC Universal DP/H + USB-C Secure KVM Switch 4-Port Dual Display, PP4.0
SC940DVI-400 | IT Systems | Cybex™ SC900 DPH, DPHC and DVI-D Series Secure Desktop KVM Switches | CYBEX™ SC DVI Secure KVM Switch 4-Port Dual Display, PP4.0
SC940H-001 | IT Systems | Cybex™ SC900 Series Secure Desktop KVM Switches | 4-Port HDMI DH Secure KVM TAA Compliant
SC945-001 | IT Systems | Cybex™ SC900 Series Secure Desktop KVM Switches | 4-Port DVI-I DH Secure KVM DPP TAA Compliant
SC945D-001 | IT Systems | Cybex™ SC900 Series Secure Desktop KVM Switches | 4-Port DisplayPort DH Secure KVM DPP TAA Compliant
SC945DP-001 | IT Systems | Cybex™ SC900 Series Secure Desktop KVM Switches | 4Port Dual-Head Secure KVM, DP in/DP out, DPP (Dedicated Peripheral Port)
SC945DPH-400 | IT Systems | Cybex™ SC900 DPH, DPHC and DVI-D Series Secure Desktop KVM Switches | CYBEX™ SC Universal DP/H Secure KVM Switch 4-Port Dual Display with CAC, PP4.0
SC945DPHC-400 | IT Systems | Cybex™ SC900 DPH, DPHC and DVI-D Series Secure Desktop KVM Switches | CYBEX™ SC Universal DP/H + USB-C Secure KVM Switch 4-Port Dual Display with CAC, PP4.0
SC985-001 | IT Systems | Cybex™ SC900 Series Secure Desktop KVM Switches | 8-Port DVI-I DH Secure KVM DPP TAA Compliant
SC985DP-001 | IT Systems | Cybex™ SC900 Series Secure Desktop KVM Switches | 8Port Dual-Head Secure KVM, DP in/DP out, DPP (Dedicated Peripheral Port)
SC985DPH-400 | IT Systems | Cybex™ SC900 DPH, DPHC and DVI-D Series Secure Desktop KVM Switches | CYBEX™ SC Universal DP/H Secure KVM Switch 8-Port Dual Display with CAC, PP4.0
SCM185DPH-400 | IT Systems | Vertiv™ Cybex™ SCM100 Series Secure Desktop Matrix | CYBEX™ SC Universal DP/H Secure Desktop Matrix 2x8 KVM with CAC, PP4.0
SCMV2160DPH-400 | IT Systems | Vertiv™ Cybex™ Secure MultiViewer KVM Switch | CYBEX™ SC Universal DP/H Secure 16-Port MultiViewer KVM, PP4.0
SCMV245DPH-400 | IT Systems | Vertiv™ Cybex™ Secure MultiViewer KVM Switch | CYBEX™ SC Universal DP/H Secure 4-Port MultiViewer KVM with CAC, PP4.0
SCMV285DPH-400 | IT Systems | Vertiv™ Cybex™ Secure MultiViewer KVM Switch | CYBEX™ SC Universal DP/H Secure 8-Port MultiViewer KVM, PP4.0
SFIQ-VGA | IT Systems | Avocent® SFIQ VGA Dongle | Small Form Factor, Server Interface Module for VGA, USB keyboard, mouse. Supports virtual media, CAC and USB 2.0. Used with all MPU, AV3108 and AV3216 appliances.
SFIQ-VGA08 | IT Systems | Avocent® SFIQ VGA Dongle | Small Form Factor, Server Interface Module for VGA, USB keyboard, mouse. Supports virtual media, CAC and USB 2.0. Used with all MPU, AV3108 and AV3216 appliances. (8 pack)
SV240DPH-400 | IT Systems | Avocent® SwitchView™ 200 Series Desktop KVM Switches | Avocent® SV Universal DP/H KVM Switch 4-Port Single Display
SV340DPH-400 | IT Systems | Avocent® SwitchView™ 300 Series Desktop KVM Switches | Avocent® SV Universal DP/H KVM Switch 4-Port Dual Display
SVM180DPH-400 | IT Systems | Vertiv™ Avocent® SwitchView™ Matrix | Avocent® SV Universal DP/H Desktop Matrix 2x8 KVM
SVMV240DPH-400 | IT Systems | Vertiv™ Avocent® Commercial MultiViewer KVM Switch | Avocent® SV Universal DP/H 4-Port MultiViewer KVM
SVMV280DPH-400 | IT Systems | Vertiv™ Avocent® Commercial MultiViewer KVM Switch | Avocent® SV Universal DP/H 8-Port MultiViewer KVM
HMX5100R-001 | IT Systems | Avocent HMX 5000 High Performance KVM Systems | HMX RX single DVI-D, USB, audio, SFP
HMX5100T-001 | IT Systems | Avocent HMX 5000 High Performance KVM Systems | HMX TX single DVI-D, USB, audio, SFP
HMX5150T-VGA | IT Systems | Vertiv™ Avocent® 5150T/5160T/6150T Zero-U IP KVM Transmitters | HMXTX SNGL VGA,USB,Audio, Zero U
HMX5160T-DVID | IT Systems | Vertiv™ Avocent® 5150T/5160T/6150T Zero-U IP KVM Transmitters | HMXTX DVID,USB 2.0,Audio,ZeroU
HMX5200R-001 | IT Systems | Avocent HMX 5000 High Performance KVM Systems | HMX RX dual DVI-D, USB, audio, SFP
HMX5200T-001 | IT Systems | Avocent HMX 5000 High Performance KVM Systems | HMX TX dual DVI-D, USB, audio, SFP
HMX6150T-DP | IT Systems | Avocent HMX 6000 High Performance KVM Systems | HMXTX DP, USB 2.0, Audio, Zero U
HMX6150T-HDMI | IT Systems | Avocent HMX 6000 High Performance KVM Systems | HMXTX HDMI, USB 2.0 , Audio, Zero U
HMX6200RXDP-400 | IT Systems | Vertiv Avocent HMX6200R - IP KVM Receiver¦ USB 2.0 RX Dual DP++ Audio SFP | HMXRX,Dual DP++,USB,Audio,SFP
HMX6200T-001 | IT Systems | Avocent HMX 6000 High Performance KVM Systems | HMX TX dual DVI-D,QSXGA,USB,audio,SFP
HMX6200TDP-400 | IT Systems | Avocent® HMX 6000 High Performance KVM Systems | HMXTX,Dual DP,USB Audio,SFP
HMX6200TH-400 | IT Systems | Avocent® HMX 6000 High Performance KVM Systems | HMXTX,Dual HDMI,USB Audio,SFP
HMX6210T-001 | IT Systems | Avocent® HMX 6000 High Performance KVM Systems | HMX TX dualDVI-D,QSXGA,USB,audio,SFP,VNC
HMX6500R-400 | IT Systems | Avocent HMX 6000 High Performance KVM Systems | DH-DP RX, AUDIO, USB 2.0, VDI
HMX8000R-400 | IT Systems | Avocent HMX 8000 High Performance IP KVM Systems | DH 4K,audio,USB2.0, 10GB-Rx
HMX8000T-400 | IT Systems | Avocent HMX 8000 High Performance IP KVM Systems | DH 4K,audio,USB2.0, 10GB-Tx
WATCHDOG 100 | IT Systems | Watchdog 100 | Environmental Monitor, with temperature, humidity and dew-point sensors, one relay contact, capacity to add 8 external sensors (4 RJ12 and 4 Dry Contact/ 0-5V), US power supply
WATCHDOG 100-NPS | IT Systems | Watchdog 100 | Environmental Monitor, with temperature, humidity and dew-point sensors, one relay contact, capacity to add 8 external sensors (4 RJ12 and 4 Dry Contact/ 0-5V), NO power supply
WATCHDOG 100-P | IT Systems | Watchdog 100 | Environmental Monitor, with temperature, humidity and dew-point sensors, one relay contact, capacity to add 8 external sensors (4 RJ12 and 4 Dry Contact/ 0-5V), built-in PoE, US power supply
WATCHDOG 100-P NPS | IT Systems | Watchdog 100 | Environmental Monitor, with temperature, humidity and dew-point sensors, one relay contact, capacity to add 8 external sensors (4 RJ12 and 4 Dry Contact/ 0-5V), built-in PoE, NO power supply
WATCHDOG 100-P UN | IT Systems | Watchdog 100 | Environmental Monitor, with temperature, humidity and dew-point sensors, one relay contact, capacity to add 8 external sensors (4 RJ12 and 4 Dry Contact/ 0-5V), built-in PoE, Universal power supply
WATCHDOG 100-UN | IT Systems | Watchdog 100 | Environmental Monitor, with temperature, humidity and dew-point sensors, one relay contact, capacity to add 8 external sensors (4 RJ12 and 4 Dry Contact/ 0-5V), Universal power supply
WATCHDOG 15 | IT Systems | Watchdog 15 | Environmental Monitor, on-board temperature, humidity and dew-point sensors, capacity to add 4 additional external sensors, US power supply
WATCHDOG 15-NPS | IT Systems | Watchdog 15 | Environmental Monitor, on-board temperature, humidity and dew-point sensors, capacity to add 4 additional external sensors, NO power supply
WATCHDOG 15-P | IT Systems | Watchdog 15 | Environmental Monitor, on-board temperature, humidity and dew-point sensors, capacity to add 4 additional external sensors, built-in PoE, US power supply
WATCHDOG 15-P NPS | IT Systems | Watchdog 15 | Environmental Monitor, on-board temperature, humidity and dew-point sensors, capacity to add 4 additional external sensors, built-in PoE, NO power supply
WATCHDOG 15-P UN | IT Systems | Watchdog 15 | Environmental Monitor, on-board temperature, humidity and dew-point sensors, capacity to add 4 additional external sensors, built-in PoE, Universal power supply
WATCHDOG 15-UN | IT Systems | Watchdog 15 | Environmental Monitor, on-board temperature, humidity and dew-point sensors, capacity to add 4 additional external sensors, Universal power supply
A2D-10 | IT Systems | Vertiv™ Geist™ Analog-to-Digital Converter | Analog to digital converter providing the ability to connect a dry contact or 0-10V sensor to an RJ12 sensor port. Includes a 10ft / 3m cable.
A2D-50 | IT Systems | Vertiv™ Geist™ Analog-to-Digital Converter | Analog to digital converter providing the ability to connect a dry contact or 0-10V sensor to an RJ12 sensor port. Includes a 50ft / 15.2m cable.
FS-100 | IT Systems | Vertiv™ Geist™ Flood Sensor | 0-5VDC conductivity based flood sensor used to detect the presence of water. Includes a 100ft / 30.4m cable.
FS-15 | IT Systems | Vertiv™ Geist™ Flood Sensor | 0-5VDC conductivity based flood sensor used to detect the presence of water. Includes a 15ft / 4.5m cable.
GT3HD | IT Systems | GT3HD Vertiv™ Geist™ Environmental Sensor | Temperature, humidity, and dew point sensor with dual inputs for included 3ft / .9m and 6ft / 1.8m temperature sensors for monitoring top, middle, and bottom of a rack/cabinet. Includes 10ft / 3.1m cable.
GT3HD-50 | IT Systems | GT3HD Vertiv™ Geist™ Environmental Sensor | Temperature, humidity, and dew point sensor with dual inputs for included 3ft / .9m and 6ft / 1.8m temperature sensors for monitoring top, middle, and bottom of a rack/cabinet. Includes 50ft / 15.2m cable.
GTHD | IT Systems | GTHD-50 Vertiv™ Geist™ Environmental Sensor | Temperature, humidity, and dew Point sensor. Includes a supplementary input for daisy-chaining additional sensors. Includes 10ft / 3.1m cable.
GTHD-50 | IT Systems | GTHD-50 Vertiv™ Geist™ Environmental Sensor | Temperature, humidity, and dew Point sensor. Includes a supplementary input for daisy-chaining additional sensors. Includes 50ft / 15.2m cable.

## Edge-Ready Assortment
Item | Product Type | Product Family (Web) | Invoicing Description
VR3100 | Racks | Vertiv™ VR Rack | Vertiv™ VR Rack - 42U with Doors/ Sides & Casters
VR3105 | Racks | Vertiv™ VR Rack | Vertiv™ VR Rack - 45U with Doors/ Sides & Casters
VR3107 | Racks | Vertiv™ VR Rack | Vertiv™ VR Rack - 48U with Doors/ Sides & Casters
VR3150 | Racks | Vertiv™ VR Rack | Vertiv™ VR Rack - 42U with Doors/ Sides & Casters
VR3300 | Racks | Vertiv™ VR Rack | Vertiv™ VR Rack - 42U with Doors/ Sides & Casters
VR3305 | Racks | Vertiv™ VR Rack | Vertiv™ VR Rack - 45U with Doors/ Sides & Casters
VR3307 | Racks | Vertiv™ VR Rack | Vertiv™ VR Rack - 48U with Doors/ Sides & Casters
VR3350 | Racks | Vertiv™ VR Rack | Vertiv™ VR Rack - 42U with Doors/ Sides & Casters
VR3357 | Racks | Vertiv™ VR Rack | Vertiv™ VR Rack - 48U with Doors/ Sides & Casters
VRA1000 | Racks | Vertiv™ VR Rack Accessories - Cable Management | 1U Horiz Cable Mgr w/D Rings
VRA1001 | Racks | Vertiv™ VR Rack Accessories - Cable Management | 2U Horiz Cable Mgr w/D Rings
VRA1002 | Racks | Vertiv™ VR Rack Accessories - Cable Management | 1Ux4" Horiz Cable Mgr w/Cover
VRA1003 | Racks | Vertiv™ VR Rack Accessories - Cable Management | 2Ux4" Horiz Cable Mgr w/Cover
VRA1004 | Racks | Vertiv™ VR Rack Accessories - Cable Management | Toolless Cable Mgr
VRA1005 | Racks | Vertiv™ VR Rack Accessories - Cable Management | Tool Less Cable Management - Velcro Strap (Qty. 10)
VRA1006 | Racks | Vertiv™ VR Rack Accessories - Cable Management | Toolless Cable Mgr
VRA1007 | Racks | Vertiv™ VR Rack Accessories - Cable Management | Toolless Velcro Strap (Qty 100)
VRA1008 | Racks | Vertiv™ VR Rack Accessories - Cable Management | Toolless D Rings Small (Qty 10)
VRA1009 | Racks | Vertiv™ VR Rack Accessories - Cable Management | Toolless D Rings Small (Qty 100)
VRA1010 | Racks | Vertiv™ VR Rack Accessories - Cable Management | Toolless D-Rings Large (Qty 10)
VRA1011 | Racks | Vertiv™ VR Rack Accessories - Cable Management | Toolless D-Rings Large (Qty 100)
VRA1013 | Racks | Vertiv™ VR Rack Accessories - Cable Management | Horiz Cbl SideChannel
VRA1014 | Racks | Vertiv™ VR Rack Accessories - Cable Management | Vert Cable Manager 600W 42U
VRA1015 | Racks | Vertiv™ VR Rack Accessories - Cable Management | Vert Cable Manager 600W 48U
VRA1016 | Racks | Vertiv™ VR Rack Accessories - Cable Management | Vert Cable Manager 800W 42U
VRA1017 | Racks | Vertiv™ VR Rack Accessories - Cable Management | Vert Cable Mgr 800W 48U
VRA1018 | Racks | Vertiv™ VR Rack Accessories - Cable Management | Hinged Cover 800W 42U
VRA1020 | Racks | Vertiv™ VR Rack Accessories - Cable Management | Hinged Cover 800W 48U
VRA1021 | Racks | Vertiv™ VR Rack Accessories - Cable Management | Vert Cable Org, 8 Cable Rings
VRA1022 | Racks | Vertiv™ VR Rack Accessories - Cable Management | 2Ux6" Horiz Cable Mgr w/cover
VRA1023 | Racks | Vertiv™ VR Rack Accessories - Cable Management | 1U x 6" Horiz Cable Mgr w/cover
VRA1024 | Racks | Vertiv™ VR Rack Accessories - Cable Management | Horiz Cable Side Channel
VRA1025 | Racks | Vertiv™ VR Rack Accessories - Cable Management | Cable Ladder Rack Kit 6" w/ Install Kit
VRA1026 | Racks | Vertiv™ VR Rack Accessories - Cable Management | Cable Ladder Rack Kit 12" w/ Install Kit
VRA1027 | Racks | Vertiv™ VR Rack Accessories - Cable Management | Cable Ladder Rack/Wall Management Kit
VRA1028 | Racks | Vertiv™ VR Rack Accessories - Cable Management | Cable Ladder Angle Adapter Kit
VRA1029 | Racks | Vertiv™ VR Rack Accessories - Cable Management | Cable Ladder Trough Front Adaptor Kit
VRA1030 | Racks | Vertiv™ VR Rack Accessories - Cable Management | Cable Ladder Trough End Adaptor Kit
VRA1031 | Racks | Vertiv™ VR Rack Accessories - Cable Management | Vertical Cable Manager for 800mm Wide 45U (Qty. 2)
VRA1033 | Racks | Vertiv™ VR Rack Accessories - Cable Management | Vertical Cable Manager for 600mm Wide 45U (Qty. 2)
VRA1034 | Racks | Vertiv™ VR Rack Accessories - Cable Management | Cable Ladder Suspension Kit
VRA1035 | Racks | Vertiv™ VR Rack Accessories - Cable Management | Cable Ladder Stacking Kit
VRA2000 | Racks | Vertiv™ VR Rack Accessories - Cable Management | 1U 19" Black Plastic Tool Less Airflow Blanking Panel (Qty. 10)
VRA2001 | Racks | Vertiv™ VR Rack Accessories - Cable Management | 1U 19" Black Plastic Tool Less Airflow Blanking Panel (Qty. 200)
VRA2002 | Racks | Vertiv™ VR Rack Accessories - Cable Management | 19" Blanking Panel Kit 1,2,4,8U
VRA2003 | Racks | Vertiv™ VR Rack Accessories - Cable Management | 19" Blanking Panels 1U
VRA2004 | Racks | Vertiv™ VR Rack Accessories - Cable Management | Air Recirculation Prevention Kit
VRA2005 | Racks | Vertiv™ VR Rack Accessories - Cable Management | 19" Rail Brush Strips for 800W
VRA2006 | Racks | Vertiv™ VR Rack Accessories - Cable Management | Cable Pass Through Brush Kit
VRA2007 | Racks | Vertiv™ VR Rack Accessories - Cable Management | Top Fan Kit 120 VAC 50/60 Hz
VRA2008 | Racks | Vertiv™ VR Rack Accessories - Cable Management | Top Fan Kit 208-230 VAC 50/60 Hz
VRA2009 | Racks | Vertiv™ VR Rack Accessories - Cable Management | Vertical Exhaust Duct Short, 600W
VRA2010 | Racks | Vertiv™ VR Rack Accessories - Cable Management | Vertical Exhaust Duct Tall, 600W
VRA2011 | Racks | Vertiv™ VR Rack Accessories - Cable Management | Vertical Exhaust Duct Short, 800W
VRA2012 | Racks | Vertiv™ VR Rack Accessories - Cable Management | Vertical Exhaust Duct Tall, 800W
VRA2013 | Racks | Vertiv™ VR Rack Accessories - Cable Management | 2U 19" Black Plastic Tool Less Airflow Blanking Panel (Qty. 10)
VRA2014 | Racks | Vertiv™ VR Rack Accessories - Cable Management | 2U 19" Black Plastic Tool Less Airflow Blanking Panel (Qty. 100)
VRA3000 | Racks | Vertiv™ VR Rack Accessories - Cable Management | 1U Depth Adj Fixed Shelf 250lbs
VRA3001 | Racks | Vertiv™ VR Rack Accessories - Cable Management | 2U 19" Fixed Shelf 50lbs
VRA3002 | Racks | Vertiv™ VR Rack Accessories - Cable Management | 1U Depth Adj Sliding Shelf 100lbs
VRA3003 | Racks | Vertiv™ VR Rack Accessories - Cable Management | 1U Depth Adjustable
VRA3004 | Racks | Vertiv™ VR Rack Accessories - Cable Management | 1U Depth Adjustable
VRA3005 | Racks | Vertiv™ VR Rack Accessories - Cable Management | Depth Extension 42U x 600 x 200
VRA3006 | Racks | Vertiv™ VR Rack Accessories - Cable Management | Depth Extension 42U x 800 x 200
VRA3007 | Racks | Vertiv™ VR Rack Accessories - Cable Management | Depth Extension 48U x 600 x 200
VRA3008 | Racks | Vertiv™ VR Rack Accessories - Cable Management | Depth Extension 48U x 800 x 200
VRA3009 | Racks | Vertiv™ VR Rack Accessories - Cable Management | VR 100x600x1100 Rack Base
VRA3010 | Racks | Vertiv™ VR Rack Accessories - Cable Management | VR 100x800x1100 Rack Base
VRA3011 | Racks | Vertiv™ VR Rack Accessories - Cable Management | VR 100x600x1200 Rack Base
VRA3012 | Racks | Vertiv™ VR Rack Accessories - Cable Management | VR 100x800x1200 Rack Base
VRA4000 | Racks | Vertiv™ VR Rack Accessories - Cable Management | VR Bolt Down Brackets
VRA4001 | Racks | Vertiv™ VR Rack Accessories - Cable Management | VR Anti Tip Plate 600W/800W
VRA5000 | Racks | Vertiv™ VR Rack Accessories - Cable Management | M6 Cage Nuts, Screws Qty 50
VRA5001 | Racks | Vertiv™ VR Rack Accessories - Cable Management | 10-32 Cage Nuts Qty 50
VRA5002 | Racks | Vertiv™ VR Rack Accessories - Cable Management | VR Baying Kit
VRA5003 | Racks | Vertiv™ VR Rack Accessories - Cable Management | VR Baying Gasket Kit
VRA5004 | Racks | Vertiv™ VR Rack Accessories - Cable Management | Zero U Acc. Mounting Bracket
VRA6001 | Racks | Vertiv™ VR Rack Accessories - Cable Management | VR 42Ux600 Single Perf Door Blk
VRA6002 | Racks | Vertiv™ VR Rack Accessories - Cable Management | VR 42Ux800 Single Perf Door Blk
VRA6003 | Racks | Vertiv™ VR Rack Accessories - Cable Management | VR 48Ux600 Single Perf Door Blk
VRA6004 | Racks | Vertiv™ VR Rack Accessories - Cable Management | VR 48Ux800 Single Perf Door Blk
VRA6005 | Racks | Vertiv™ VR Rack Accessories - Cable Management | VR 42Ux600 Split Perf Doors Blk
VRA6006 | Racks | Vertiv™ VR Rack Accessories - Cable Management | VR 42Ux800 Split Perf Doors Blk
VRA6007 | Racks | Vertiv™ VR Rack Accessories - Cable Management | VR 48Ux600 Split Perf Doors Blk
VRA6008 | Racks | Vertiv™ VR Rack Accessories - Cable Management | VR 48Ux800 Split Perf Doors Blk
VRA6009 | Racks | Vertiv™ VR Rack Accessories - Cable Management | VR 42Ux1100 Split Side Panels
VRA6010 | Racks | Vertiv™ VR Rack Accessories - Cable Management | VR 42Ux1200 Split Side Panels
VRA6011 | Racks | Vertiv™ VR Rack Accessories - Cable Management | VR 48Ux1100 Split Side Panels
VRA6012 | Racks | Vertiv™ VR Rack Accessories - Cable Management | VR 48Ux1200 Split Side Panels
VRA6013 | Racks | Vertiv™ VR Rack Accessories - Cable Management | VR 42Ux600 19" Rails
VRA6014 | Racks | Vertiv™ VR Rack Accessories - Cable Management | VR 42Ux800 19" Rails
VRA6015 | Racks | Vertiv™ VR Rack Accessories - Cable Management | VR 48Ux600 19" Rails
VRA6016 | Racks | Vertiv™ VR Rack Accessories - Cable Management | VR 48Ux800 19" Rails
VRA6017 | Racks | Vertiv™ VR Rack Accessories - Cable Management | VR 600x1100 Top Panel
VRA6018 | Racks | Vertiv™ VR Rack Accessories - Cable Management | VR 800x1100 Top Panel
VRA6019 | Racks | Vertiv™ VR Rack Accessories - Cable Management | VR 600x1200 Top Panel
VRA6020 | Racks | Vertiv™ VR Rack Accessories - Cable Management | VR 800x1200 Top Panel
VRA6021 | Racks | Vertiv™ VR Rack Accessories - Cable Management | VR Top Panel Grommets
VRA6022 | Racks | Vertiv™ VR Rack Accessories - Cable Management | VR Door Handle
VRA6023 | Racks | Vertiv™ VR Rack Accessories - Cable Management | VR Combination Lock Handle
VRA6024 | Racks | Vertiv™ VR Rack Accessories - Cable Management | VR Caster Kit
VRA6025 | Racks | Vertiv™ VR Rack Accessories - Cable Management | VR 42U 4" PDU/Cable Mgt Brackets
VRA6026 | Racks | Vertiv™ VR Rack Accessories - Cable Management | VR 48U 4" PDU/Cbl Mgt Bracket
VRA6029 | Racks | Vertiv™ VR Rack Accessories - Cable Management | Pass-Through Side Panels 45U x 1100
VRA6030 | Racks | Vertiv™ VR Rack Accessories - Cable Management | Pass-Through Side Panels 45U x 1200
VRA6031 | Racks | Vertiv™ VR Rack Accessories - Cable Management | Pass-Through Side Panels 48U x 1100
VRA6032 | Racks | Vertiv™ VR Rack Accessories - Cable Management | Pass-Through Side Panels 48U x 1200
VRA6033 | Racks | Vertiv™ VR Rack Accessories - Cable Management | Networking Roof Panel 600 x 1100
VRA6034 | Racks | Vertiv™ VR Rack Accessories - Cable Management | Networking Roof Panel 600 x 1200
VRA6035 | Racks | Vertiv™ VR Rack Accessories - Cable Management | Networking Roof Panel 800 x 1100
VRA6036 | Racks | Vertiv™ VR Rack Accessories - Cable Management | Networking Roof Panel 800 x 1200
VRA6037 | Racks | Vertiv™ VR Rack Accessories - Cable Management | Rack Bottom Panel 600 x 1100
VRA6038 | Racks | Vertiv™ VR Rack Accessories - Cable Management | Rack Bottom Panel 600 x 1200
VRA6039 | Racks | Vertiv™ VR Rack Accessories - Cable Management | Rack Bottom Panel 800 x 1100
VRA6040 | Racks | Vertiv™ VR Rack Accessories - Cable Management | Rack Bottom Panel 800 x 1200
VRA6042 | Racks | Vertiv™ VR Rack Accessories - Cable Management | Copper BUS Bar 42U
VRA6043 | Racks | Vertiv™ VR Rack Accessories - Cable Management | Copper BUS Bar 48U
VRA6044 | Racks | Vertiv™ VR Rack Accessories - Cable Management | Rail Conversion Kit 42U , 21" EIA Mounting Rails 800mm
VRA6045 | Racks | Vertiv™ VR Rack Accessories - Cable Management | Rail Conversion Kit 45U , 21" EIA Mounting Rails 800mm
VRA6046 | Racks | Vertiv™ VR Rack Accessories - Cable Management | Rail Conversion Kit 45U , 23" EIA Mounting Rails 800mm
VRA6047 | Racks | Vertiv™ VR Rack Accessories - Cable Management | Rail Conversion Kit 42U , 23" EIA Mounting Rails 800mm
VRA6048 | Racks | Vertiv™ VR Rack Accessories - Cable Management | Rail Conversion Kit 48U , 21" EIA Mounting Rails 800mm
VRA6049 | Racks | Vertiv™ VR Rack Accessories - Cable Management | Rail Conversion Kit 48U , 23" EIA Mounting Rails 800mm
VRA6050 | Racks | Vertiv™ VR Rack Accessories - Cable Management | Full Solid Metal Door 42U x 600
VRA6051 | Racks | Vertiv™ VR Rack Accessories - Cable Management | Full Solid Metal Door 42U x 800
VRA6052 | Racks | Vertiv™ VR Rack Accessories - Cable Management | Full Solid Metal Door 48U x 600
VRA6053 | Racks | Vertiv™ VR Rack Accessories - Cable Management | Full Solid Metal Door 48U x 800
VRA6054 | Racks | Vertiv™ VR Rack Accessories - Cable Management | Pass-Through Side Panels 42U x 1100
VRA6055 | Racks | Vertiv™ VR Rack Accessories - Cable Management | Pass-Through Side Panels 42U x 1200
VRA6056 | Racks | Vertiv™ VR Rack Accessories - Cable Management | Split Solid Metal Door 48U x 600
VRA6057 | Racks | Vertiv™ VR Rack Accessories - Cable Management | Split Solid Metal Door 48U x 800
VRA6062 | Racks | Vertiv™ VR Rack Accessories - Cable Management | Split Solid Metal Door 42U x 600
VRA6063 | Racks | Vertiv™ VR Rack Accessories - Cable Management | Split Solid Metal Door 42U x 800
VRA7001 | Racks | Vertiv™ VR Rack Accessories - Cable Management | Security Handle Combination (2)
VRA7002 | Racks | Vertiv™ VR Rack Accessories - Cable Management | Security Handle Fingerprint + RFID (1)
VRA7003 | Racks | Vertiv™ VR Rack Accessories - Cable Management | Security Handle Pin Pad + RFID (1)
VRA8501 | Racks | Vertiv™ VR Rack Accessories - Cable Management | VR Cable Trough, Cable Alignment Kit (Set of 2)
VRA8502 | Racks | Vertiv™ VR Rack Accessories - Cable Management | VR Cable Trough, Connector Kit (Set of 2)
VRA8503 | Racks | Vertiv™ VR Rack Accessories - Cable Management | VR Cable Trough, Cable Separation Kit (Set of 12)
VRA8504 | Racks | Vertiv™ VR Rack Accessories - Cable Management | VR Cable Trough Grounding Wire, 750mm (Set of 10)
VRA8505 | Racks | Vertiv™ VR Rack Accessories - Cable Management | VR Cable Trough, 300mm Height Extension
VRA8506 | Racks | Vertiv™ VR Rack Accessories - Cable Management | VR Cable Trough, 600mm Height Extension
VRA8561 | Racks | Vertiv™ VR Rack Accessories - Cable Management | VR Cable Trough, 600mm
VRA8567 | Racks | Vertiv™ VR Rack Accessories - Cable Management | VR Cable Trough, End Caps (Set of 2)
VRA8571 | Racks | Vertiv™ VR Rack Accessories - Cable Management | VR Cable Trough, 800mm
VRA8573 | Racks | Vertiv™ VR Rack Accessories - Cable Management | VR Cable Trough Cover, 300mm
VRA8574 | Racks | Vertiv™ VR Rack Accessories - Cable Management | VR Cable Trough Cover, 600mm
VRA8575 | Racks | Vertiv™ VR Rack Accessories - Cable Management | VR Cable Trough Cover, 800mm
VRA8581 | Racks | Vertiv™ VR Rack Accessories - Cable Management | VR Cable Trough, 300mm
FSC1N001 | Rack PDU | Vertiv™ Geist™ Facility Side Cable | Facility Side Cable, 30A, 208V, 4.9kW, 10ft / 3m Facility Side Cable, 10ft power cord with L6-30P with Universal Connector.
FSC3N002 | Rack PDU | Vertiv™ Geist™ Facility Side Cable | Facility Side Cable, 30A, 208V DELTA, 8.6kW, 10ft power cord with L15-30P and Universal Connector.
FSC3N003 | Rack PDU | Vertiv™ Geist™ Facility Side Cable | Facility Side Cable, 30A, 120/208V WYE, 8.6kW, 10ft power cord with L21-30P with Universal Connector.
FSC3N006 | Rack PDU | Vertiv™ Geist™ Facility Side Cable | Facility Side Cable, 60A, 208V DELTA, 17.2kW, 10ft / 3m with IEC 3P+E (IP44) and Universal Connector.
FSC3U001 | Rack PDU | Vertiv™ Geist™ Facility Side Cable | Facility Side Cable, 16A/20A, 230/400V WYE, 11.0kW, 10ft / 3m with IEC 3P+N+E (IP44) and Universal Connector.
FSC3U002 | Rack PDU | Vertiv™ Geist™ Facility Side Cable | Facility Side Cable, 30/32A, 230/400V WYE, 22.0kW, 10ft / 3m with IEC 3P+N+E (IP44) and Universal Connector.
UI30006L | Rack PDU | Vertiv™ Geist™ UPDU, Universal Power Distribution Unit | rPDU, Monitored Unit Level EC, Max 11.0kW, Variable Power Configuration, Vertical, (24) Locking IEC C13, (12) Locking IEC C19, Universal Input, Black Powder Coat.
UI30007L | Rack PDU | Vertiv™ Geist™ UPDU, Universal Power Distribution Unit | rPDU, Monitored Unit Level EC, Max 22.0kW, Variable Power Configuration, Vertical, (24) Locking IEC C13, (6) Locking IEC C19, Universal Input, Black Powder Coat.
UI30023 | Rack PDU | Vertiv™ Geist™ UPDU, Universal Power Distribution Unit | rPDU, Monitored Unit Level EC, Max 11.0kW, Variable Power Configuration, Vertical, (42) Combination C13/C19, Universal Input, Black Powder Coat.
UI30026 | Rack PDU | Vertiv™ Geist™ UPDU, Universal Power Distribution Unit | rPDU, Monitored Unit Level EC, Max 22.0kW, Variable Power Configuration, Vertical, (30) Combination C13/C19, Universal Input, Black Powder Coat.
UU30009L | Rack PDU | Vertiv™ Geist™ UPDU, Universal Power Distribution Unit | rPDU, Switched Outlet Level Monitoring EC, Max 11.0kW, Variable Power Configuration, Vertical, (30) Locking IEC C13, (6) Locking IEC C19, Universal Input, Black Powder Coat.
UU30010L | Rack PDU | Vertiv™ Geist™ UPDU, Universal Power Distribution Unit | rPDU, Switched Outlet Level Monitoring EC, Max 22.0kW, Variable Power Configuration, Vertical, (18) Locking IEC C13, (12) Locking IEC C19, Universal Input, Black Powder Coat.
VA4N1100 | Rack PDU | Vertiv™ Geist™ Rack Transfer Switch | rPDU, Rack Transfer Switch Monitored Unit Level, 15A, 120V, 1.4kW, Horizontal, (10) NEMA 5-15R, 10ft / 3m power cords with 5-15P, Black Powder Coat.
VA4N2100 | Rack PDU | Vertiv™ Geist™ Rack Transfer Switch | rPDU, Rack Transfer Switch Monitored Unit Level, 20A, 120V, 1.9kW, Horizontal, (10) NEMA 5-20R, 10ft / 3m power cords with 5-20P, Black Powder Coat.
VA4N3100 | Rack PDU | Vertiv™ Geist™ Rack Transfer Switch | rPDU, Rack Transfer Switch Monitored Unit Level, 30A, 208V, 4.9kW, Horizontal, (1) NEMA L6-30R, 10ft / 3m power cords with L6-30P, Black Powder Coat.
VA4U1100 | Rack PDU | Vertiv™ Geist™ Rack Transfer Switch | rPDU, Rack Transfer Switch Monitored Unit Level, 10A or 15A, 120V or 208V or 230V, 1.4kW or 2.4kW or 2.3kW, Horizontal, (10) Locking IEC C13, C14, Black Powder Coat.
VP43301 | Rack PDU | Vertiv™ Geist™ Monitored Rack PDU | rPDU, Monitored Unit Level EC, 30A, 208V, 4.9kW, Vertical, (36) Combination C13/C19, 10ft / 3m power cord with L6-30P, Black Powder Coat.
VP43302 | Rack PDU | Vertiv™ Geist™ Monitored Rack PDU | rPDU, Monitored Unit Level EC, 30A, 120/208V WYE, 8.6kW, Vertical, (36) Combination C13/C19, 10ft / 3m power cord with L21-30P, Black Powder Coat.
VP4551V | Rack PDU | Vertiv™ Geist™ Monitored Rack PDU | rPDU, Monitored Outlet Level EC, 60A, 208V DELTA, 17.2kW, Vertical, (12) Locking IEC C13, (12) Locking IEC C19, 10ft / 3m power cord with 3P+E (IP67), Black Powder Coat.
VP46301 | Rack PDU | Vertiv™ Geist™ Monitored Rack PDU | rPDU, Monitored Unit Level EC, 60A, 208V DELTA, 17.2kW, Vertical, (30) Combination C13/C19, 10ft / 3m power cord with 3P+E (IP44), Black Powder Coat.
VP51100 | Rack PDU | Vertiv™ Geist™ Switched Rack PDU | rPDU, Switched Unit Level Monitoring EC, 15A, 120V, 1.4kW, Horizontal, (6) NEMA 5-15R, 10ft / 3m power cord with 5-15P, Black Powder Coat.
VP52100 | Rack PDU | Vertiv™ Geist™ Switched Rack PDU | rPDU, Switched Unit Level Monitoring EC, 20A, 120V, 1.9kW, Horizontal, (12) NEMA 5-20R, 10ft / 3m power cord with L5-20P, Black Powder Coat.
VP53100 | Rack PDU | Vertiv™ Geist™ Switched Rack PDU | rPDU, Switched Unit Level Monitoring EC, 30A, 208V, 4.9kW, Horizontal, (12) Combination C13/C19, 10ft / 3m power cord with L6-30P, Black Powder Coat.
VP53101 | Rack PDU | Vertiv™ Geist™ Switched Rack PDU | rPDU, Switched Unit Level Monitoring EC, 30A, 120V, 2.8kW, Horizontal, (12) NEMA 5-20R, 10ft / 3m power cord with L5-30P, Black Powder Coat.
VP5665V | Rack PDU | Vertiv™ Geist™ Switched Rack PDU | rPDU, Switched Outlet Level Monitoring EC, 30A, 208V DELTA, 8.6kW, Vertical, (30) Locking IEC C13, (6) Locking IEC C19, 10ft / 3m power cord with L15-30P, Black Powder Coat.
VP5870V | Rack PDU | Vertiv™ Geist™ Switched Rack PDU | rPDU, Switched Outlet Level Monitoring EC, 30A, 208V, 4.9kW, Vertical, (30) Locking IEC C13, (6) Locking IEC C19, 10ft / 3m power cord with L6-30P, Black Powder Coat.
VP5N3000 | Rack PDU | Vertiv™ Geist™ Switched Rack PDU | rPDU, Switched Unit Level Monitoring EC, 30A, 208V, 4.9kW, Vertical, (24) Combination C13/C19, 10ft / 3m power cord with L6-30P, Black Powder Coat.
VP7541 | Rack PDU | Vertiv™ Geist™ Basic Rack PDU | rPDU, Basic Standard, 30A, 208V, 4.9kW, Vertical, (20) IEC C13, (4) IEC C19, 10ft power cord with L6-30P, Black Powder Coat.
VP7811B | Rack PDU | Vertiv™ Geist™ Monitored Rack PDU | rPDU, Monitored Unit Level EC, 30A, 208V, 4.9kW, Horizontal, (12) IEC C13, (4) IEC C19, 10ft power cord with L6-30P, Black Powder Coat.
VP7N3001 | Rack PDU | Vertiv™ Geist™ Switched Rack PDU | rPDU, Switched Outlet Level Monitoring EC, 30A, 208V, 4.9kW, Vertical, (24) Combination C13/C19, 10ft / 3m power cord with L6-30P, Black Powder Coat.
VP7UU001 | Rack PDU | Vertiv™ Geist™ UPDU, Universal Power Distribution Unit | rPDU, Switched Outlet Level Monitoring EC, 11.0kW, Variable Power Configuration, Vertical, (24) Combination C13/C19, Universal Inlet, Black Powder Coat.
VP7UV002 | Rack PDU | Vertiv™ Geist™ UPDU, Universal Power Distribution Unit | rPDU, Switched Outlet Level Monitoring EC, 22.0kW, Variable Power Configuration, Vertical, (24) Combination C13/C19, Universal Inlet, Black Powder Coat.
VP8641 | Rack PDU | Vertiv™ Geist™ Switched Rack PDU | rPDU, Switched Outlet Level Monitoring EC, 30A, 208V, 4.9kW, Vertical, (20) Locking IEC C13, (4) Locking IEC C19, 10 ft / 3m power cord with L6-30P, Black Powder Coat.
VP8830 | Rack PDU | Vertiv™ Geist™ Monitored Rack PDU | rPDU, Monitored Unit Level EC, 20A, 120V, 1.9kW, Vertical, (24) NEMA 5-20R, 10ft power cord with L5-20P, Black Powder Coat.
VP8832 | Rack PDU | Vertiv™ Geist™ Monitored Rack PDU | rPDU, Monitored Unit Level EC, 30A, 120V, 2.8kW, Vertical, (24) NEMA 5-20R, 10ft power cord with L5-30P, Black Powder Coat.
VP8841 | Rack PDU | Vertiv™ Geist™ Monitored Rack PDU | rPDU, Monitored Unit Level EC, 30A, 208V, 4.9kW, Vertical, (36) IEC C13, (6) IEC C19, 10ft power cord with L6-30P, Black Powder Coat.
VP8865 | Rack PDU | Vertiv™ Geist™ Monitored Rack PDU | rPDU, Monitored Unit Level EC, 30A, 120/208V WYE, 8.6kW, Vertical, (36) IEC C13, (6) IEC C19, (2) NEMA 5-20R, 10ft power cord with L21-30P, Black Powder Coat.
VP8930 | Rack PDU | Vertiv™ Geist™ Switched Rack PDU | rPDU, Switched Unit Level Monitoring EC, 20A, 120V, 1.9kW, Vertical, (24) NEMA 5-20R, 10ft / 3m power cord with L5-20P, Black Powder Coat.
VP8932 | Rack PDU | Vertiv™ Geist™ Switched Rack PDU | rPDU, Switched Unit Level Monitoring EC, 30A, 120V, 2.8kW, Vertical, (24) NEMA 5-20R, 10ft / 3m power cord with L5-30P, Black Powder Coat.
VP8941 | Rack PDU | Vertiv™ Geist™ Switched Rack PDU | rPDU, Switched Unit Level Monitoring EC, 30A, 208V, 4.9kW, Vertical, (20) Locking IEC C13, (4) Locking IEC C19, 10ft / 3m power cord with L6-30P, Black Powder Coat.
VP8959NA3 | Rack PDU | Vertiv™ Geist™ Switched Rack PDU | rPDU, Switched Unit Level Monitoring EC, 20A, 208V, 3.3kW, Vertical, (21) Locking IEC C13, (3) Locking IEC C19, 10ft power cord with L6-20P, Black Powder Coat.
VP8965 | Rack PDU | Vertiv™ Geist™ Switched Rack PDU | rPDU, Switched Unit Level Monitoring EC, 30A, 120/208V WYE, 8.6kW, Vertical, (18) Locking IEC C13, (6) Locking IEC C19, 10ft / 3m power cord with L21-30P, Black Powder Coat.
VP9562 | Rack PDU | Vertiv™ Geist™ Basic Rack PDU | rPDU, Basic Standard, 15A, 120V, 1.4kW, Horizontal, (10) NEMA 5-15R, 10 ft power cord with 5-15P, Black Powder Coat.
VP9563 | Rack PDU | Vertiv™ Geist™ Basic Rack PDU | rPDU, Basic Standard, 20A, 120V, 1.9kW, Horizontal, (10) NEMA 5-20R, 10ft power cord with 5-20P, Black Powder Coat.
VP9567 | Rack PDU | Vertiv™ Geist™ Basic Rack PDU | rPDU, Basic Standard, 15A, 120V, 1.4kW, Vertical, (14) NEMA 5-15R, 10ft power cord with 5-15P, Black Powder Coat.
VP9571A | Rack PDU | Vertiv™ Geist™ Basic Rack PDU | rPDU, Basic Standard, 30A, 208V, 4.9kW, Horizontal, (12) IEC C13, 10 ft power cord with L6-30P, Black Powder Coat.
IS-RELAY | Digital Ecosystem | Vertiv™ Liebert® IntelliSlot™ Unity Communications Card | Intellislot Interface Kit for Relay Contacts
IS-UNITY-DP | Digital Ecosystem | Vertiv™ Liebert® IntelliSlot™ Unity Communications Card | IntelliSlot Unity Card provides 2 selected SNMP, Modbus IP/485 and BACnet IP connections supporting Liebert APM, Liebert APS, Liebert CRV, Liebert DSE, Liebert HPC, Liebert HPM, Liebert NXC, Liebert NXL, Liebert NXR, Liebert XDC (iCOM Control), Liebert XDP (iCOM Control) iCOM Firmware PA1.04.033.STD or later supporting Liebert Challenger, Liebert CW, Liebert DS, Liebert Deluxe System/3, Liebert PeX
IS-UNITY-SNMP | Digital Ecosystem | Vertiv™ Liebert® IntelliSlot™ Unity Communications Card | NETWORK INTERFACE CARD
RDU101 | Digital Ecosystem | Vertiv™ Liebert® IntelliSlot™ RDU101 Communications Card | SNMP/Webcard for communications with environmental sensor support
RMK-103 | Digital Ecosystem | Vertiv™ Liebert® IntelliSlot™ Unity Communications Card | Optional 1U rack mounting kit for the RDU301 gateway
USB485I | Digital Ecosystem | Vertiv™ Liebert® IntelliSlot™ Unity Communications Card | USB to RS-485 adapter. RDU101 Modbus/RTU and BACNet/MSTP support
A2D-10 | IT Systems | Vertiv™ Geist™ Analog-to-Digital Converter | Analog to digital converter providing the ability to connect a dry contact or 0-10V sensor to an RJ12 sensor port. Includes a 10ft / 3m cable.
FS-15 | IT Systems | Vertiv™ Geist™ Flood Sensor | 0-5VDC conductivity based flood sensor used to detect the presence of water. Includes a 15ft / 4.5m cable.
GT3HD | IT Systems | GT3HD Vertiv™ Geist™ Environmental Sensor | Temperature, humidity, and dew point sensor with dual inputs for included 3ft / .9m and 6ft / 1.8m temperature sensors for monitoring top, middle, and bottom of a rack/cabinet. Includes 10ft / 3.1m cable.
GTHD | IT Systems | GTHD-50 Vertiv™ Geist™ Environmental Sensor | Temperature, humidity, and dew Point sensor. Includes a supplementary input for daisy-chaining additional sensors. Includes 10ft / 3.1m cable.
EDGE-1500IRT2UXL | 1 Phase UPS | Vertiv Edge single phase UPS | EDGE 1500VA/1350W 230V UPS
EDGE-2200IRT2UXL | 1 Phase UPS | Vertiv Edge single phase UPS | EDGE 2200VA/1980W 230V UPS
EDGE-3000IRT2UXL | 1 Phase UPS | Vertiv Edge single phase UPS | EDGE 3000VA/2700W 230V UPS
GXT5-03KPOD01 | 1 Phase UPS | Liebert® MicroPOD Maintenance Bypass and Output Distribution Accessory | 3U MicroPOD Maintenance Bypass for GXT5-3KL630RT2UXL UPS
GXT5-1000LVRT2UXL | 1 Phase UPS | Vertiv™ Liebert® GXT5 UPS, 500VA - 3000VA, Double Conversion Rack/Tower VRLA UPS 120V UPS | GXT5 1000VA 120V UPS
GXT5-1000LVRT2UXLN | 1 Phase UPS | Vertiv™ Liebert® GXT5 UPS, 500VA - 3000VA, Double Conversion Rack/Tower VRLA UPS 120V UPS | Liebert GXT5 1000, 1000W, 120VAC, Rack/Tower, SNMP Webcard
GXT5-1000LVRT2UXLTAA | 1 Phase UPS | Vertiv™ Liebert® GXT5 UPS, TAA Compliant 1000VA - 3000VA, Double Conversion Rack/Tower VRLA UPS 120V UPS | GXT5 TAA 1000VA 120V UPS, Rack/Tower
GXT5-1000LVRT2UXLTAAN | 1 Phase UPS | Vertiv™ Liebert® GXT5 UPS, TAA Compliant 1000VA - 3000VA, Double Conversion Rack/Tower VRLA UPS 120V UPS | GXT5 TAA 1000VA 120V UPS, Rack/Tower, RDU101
GXT5-10KHVRT5UXLN | 1 Phase UPS | Vertiv™ Liebert® GXT5 UPS, 3kVA – 20kVA, Double Conversion Rack/Tower VRLA 208V UPS | 10000VA/10000W, 5U, 208VAC, L-L-G
GXT5-10KIRT5UXLN | 1 Phase UPS | Vertiv™ Liebert GXT5 UPS 5 - 20 kVA 230V | 10kVA, 10kW, 230V, Hard-wired L-N-G
GXT5-10KMVRT6UXLN | 1 Phase UPS | Vertiv™ Liebert® GXT5 UPS, 3kVA – 20kVA, Double Conversion Rack/Tower VRLA 208V UPS | 10000VA/10000W, 6U, 120/208VAC, L-L-N-G
GXT5-144VBATKIT | 1 Phase UPS | Vertiv™ Liebert® GXT5 UPS, 500VA - 3000VA, Double Conversion Rack/Tower VRLA UPS 120V UPS | Replacement Battery Kit for use with 5-6kVA ‘MV’ UPS Models
GXT5-1500IRT2UXL | 1 Phase UPS | Vertiv™ Liebert® GXT5 UPS 1500VA/1500W | 1500VA, 1500W, 230V, C14 in, 8xC13
GXT5-1500LVRT2UXL | 1 Phase UPS | Vertiv™ Liebert® GXT5 UPS, 500VA - 3000VA, Double Conversion Rack/Tower VRLA UPS 120V UPS | GXT5 1500VA 120V UPS
GXT5-1500LVRT2UXLN | 1 Phase UPS | Vertiv™ Liebert® GXT5 UPS, 500VA - 3000VA, Double Conversion Rack/Tower VRLA UPS 120V UPS | Liebert GXT5 1500, 1350W, 120VAC, Rack/Tower, SNMP Webcard
GXT5-1500LVRT2UXLTAA | 1 Phase UPS | Vertiv™ Liebert® GXT5 UPS, TAA Compliant 1000VA - 3000VA, Double Conversion Rack/Tower VRLA UPS 120V UPS | GXT5 TAA 1500VA 120V UPS, Rack/Tower
GXT5-1500LVRT2UXLTAAN | 1 Phase UPS | Vertiv™ Liebert® GXT5 UPS, TAA Compliant 1000VA - 3000VA, Double Conversion Rack/Tower VRLA UPS 120V UPS | GXT5 TAA 1500VA 120V UPS, Rack/Tower, RDU101
GXT5-15KMVRT11UXLN | 1 Phase UPS | Vertiv™ Liebert® GXT5 UPS, 3kVA – 20kVA, Double Conversion Rack/Tower VRLA 208V UPS | Liebert GXT5 15kVA 15kW UPS
GXT5-192VBATKIT | 1 Phase UPS | Vertiv™ Liebert® GXT5 UPS, 500VA - 3000VA, Double Conversion Rack/Tower VRLA UPS 120V UPS | Replacement Battery Kit for use with 5-10kVA ‘HV’ and 6KL630 UPS Models
GXT5-2000IRT2UXL | 1 Phase UPS | Vertiv™ Liebert® GXT5 UPS 2000VA/2000W | 2000VA, 2000W, 230V, C20 in, 8xC13
GXT5-2000LVRT2UXL | 1 Phase UPS | Vertiv™ Liebert® GXT5 UPS, 500VA - 3000VA, Double Conversion Rack/Tower VRLA UPS 120V UPS | GXT5 2000VA 120V UPS
GXT5-2000LVRT2UXLN | 1 Phase UPS | Vertiv™ Liebert® GXT5 UPS, 500VA - 3000VA, Double Conversion Rack/Tower VRLA UPS 120V UPS | Liebert GXT5 2000, 1800W, 120VAC, Rack/Tower, SNMP Webcard
GXT5-2000LVRT2UXLTAA | 1 Phase UPS | Vertiv™ Liebert® GXT5 UPS, TAA Compliant 1000VA - 3000VA, Double Conversion Rack/Tower VRLA UPS 120V UPS | GXT5 TAA 2000VA 120V UPS, Rack/Tower
GXT5-2000LVRT2UXLTAAN | 1 Phase UPS | Vertiv™ Liebert® GXT5 UPS, TAA Compliant 1000VA - 3000VA, Double Conversion Rack/Tower VRLA UPS 120V UPS | GXT5 TAA 2000VA 120V UPS, Rack/Tower, RDU101
GXT5-20KMVRT11UXLN | 1 Phase UPS | Vertiv™ Liebert® GXT5 UPS, 3kVA – 20kVA, Double Conversion Rack/Tower VRLA 208V UPS | Liebert GXT5 20kVA 20kW UPS
GXT5-288VBATKIT | 1 Phase UPS | Vertiv™ Liebert® GXT5 UPS, 500VA - 3000VA, Double Conversion Rack/Tower VRLA UPS 120V UPS | Replacement Battery Kit for use with 8-10kVA ‘MV’ UPS Models
GXT5-3000IRT2UXL | 1 Phase UPS | Vertiv™ Liebert® GXT5 UPS 3000VA/3000W | 3kVA, 3kW, 230V, C20 in, 6xC13, C19
GXT5-3000LVRT2UXL | 1 Phase UPS | Vertiv™ Liebert® GXT5 UPS, 500VA - 3000VA, Double Conversion Rack/Tower VRLA UPS 120V UPS | GXT5 3000VA 120V UPS
GXT5-3000LVRT2UXLN | 1 Phase UPS | Vertiv™ Liebert® GXT5 UPS, 500VA - 3000VA, Double Conversion Rack/Tower VRLA UPS 120V UPS | Liebert GXT5 3000, 2700W, 120VAC, Rack/Tower, SNMP Webcard
GXT5-3000LVRT2UXLTAA | 1 Phase UPS | Vertiv™ Liebert® GXT5 UPS, TAA Compliant 1000VA - 3000VA, Double Conversion Rack/Tower VRLA UPS 120V UPS | GXT5 TAA 3000VA 120V UPS, Rack/Tower
GXT5-3000LVRT2UXLTAAN | 1 Phase UPS | Vertiv™ Liebert® GXT5 UPS, TAA Compliant 1000VA - 3000VA, Double Conversion Rack/Tower VRLA UPS 120V UPS | GXT5 TAA 3000VA 120V UPS, Rack/Tower, RDU101
GXT5-36VBATKIT | 1 Phase UPS | Vertiv™ Liebert® GXT5 UPS, 500VA - 3000VA, Double Conversion Rack/Tower VRLA UPS 120V UPS | GXT5 UPS 36V Int Battery Kit
GXT5-3KL620RT2UXL | 1 Phase UPS | Vertiv™ Liebert® GXT5 UPS, 3kVA – 20kVA, Double Conversion Rack/Tower VRLA 208V UPS | 3000VA/2700W, 2U, 208VAC, L6-20P
GXT5-3KL630RT2UXL | 1 Phase UPS | Vertiv™ Liebert® GXT5 UPS, 3kVA – 20kVA, Double Conversion Rack/Tower VRLA 208V UPS | 3000VA/3000W, 2U, 208VAC, L6-30P
GXT5-48VBATKIT | 1 Phase UPS | Vertiv™ Liebert® GXT5 UPS, 500VA - 3000VA, Double Conversion Rack/Tower VRLA UPS 120V UPS | GXT5 UPS 48V Int Battery Kit
GXT5-5000HVRT5UXLN | 1 Phase UPS | Vertiv™ Liebert® GXT5 UPS, 3kVA – 20kVA, Double Conversion Rack/Tower VRLA 208V UPS | 5000VA/5000W, 5U, 208VAC, L-L-G
GXT5-5000MVRT4UXLN | 1 Phase UPS | Vertiv™ Liebert® GXT5 UPS, 3kVA – 20kVA, Double Conversion Rack/Tower VRLA 208V UPS | 5000VA/5000W, 4U, 120/208VAC, L-L-N-G
GXT5-500LVRT2UXL | 1 Phase UPS | Vertiv™ Liebert® GXT5 UPS, 500VA - 3000VA, Double Conversion Rack/Tower VRLA UPS 120V UPS | GXT5 500VA 120V UPS
GXT5-500LVRT2UXLN | 1 Phase UPS | Vertiv™ Liebert® GXT5 UPS, 500VA - 3000VA, Double Conversion Rack/Tower VRLA UPS 120V UPS | Liebert GXT5 500, 500W, 120VAC, Rack/Tower, SNMP Webcard
GXT5-6000IRT5UXLN | 1 Phase UPS | Vertiv™ Liebert GXT5 UPS 5 - 20 kVA 230V | 6kVA, 6kW, 230V, Hard-wired L-N-G
GXT5-6000MVRT4UXLN | 1 Phase UPS | Vertiv™ Liebert® GXT5 UPS, 3kVA – 20kVA, Double Conversion Rack/Tower VRLA 208V UPS | 6000VA/6000W, 4U, 120/208VAC, L-L-N-G
GXT5-6000RT208 | 1 Phase UPS | Vertiv™ Liebert® GXT5 UPS, 3,000-20,000VA 208VAC UPS | GXT5 6000 UPS compatible with pre-installed GXT3/GXT4 PODs, 6000VA/5000W Hardwired
GXT5-6000RTL630 | 1 Phase UPS | Vertiv™ Liebert® GXT5 UPS, 3,000-20,000VA 208VAC UPS | GXT5-6000 UPS compatible with pre-installed GXT3/GXT4 PODs, 4900VA/4600W L6-30 plug
GXT5-6KL630RT5UXLN | 1 Phase UPS | Vertiv™ Liebert® GXT5 UPS, 3kVA – 20kVA, Double Conversion Rack/Tower VRLA 208V UPS | 4900VA/4600W, 5U, 208VAC, L6-30P
GXT5-72VBATKIT | 1 Phase UPS | Vertiv™ Liebert® GXT5 UPS, 500VA - 3000VA, Double Conversion Rack/Tower VRLA UPS 120V UPS | GXT5 UPS 72V Int Battery Kit
GXT5-750LVRT2UXL | 1 Phase UPS | Vertiv™ Liebert® GXT5 UPS, 500VA - 3000VA, Double Conversion Rack/Tower VRLA UPS 120V UPS | GXT5 750VA 120V UPS
GXT5-750LVRT2UXLN | 1 Phase UPS | Vertiv™ Liebert® GXT5 UPS, 500VA - 3000VA, Double Conversion Rack/Tower VRLA UPS 120V UPS | Liebert GXT5 750, 750W, 120VAC, Rack/Tower, SNMP Webcard
GXT5-8000HVRT5UXLN | 1 Phase UPS | Vertiv™ Liebert® GXT5 UPS, 3kVA – 20kVA, Double Conversion Rack/Tower VRLA 208V UPS | 8000VA/8000W, 5U, 208VAC, L-L-G
GXT5-8000MVRT6UXLN | 1 Phase UPS | Vertiv™ Liebert® GXT5 UPS, 3kVA – 20kVA, Double Conversion Rack/Tower VRLA 208V UPS | 8000VA/8000W, 6U, 120/208VAC, L-L-N-G
GXT5-EBC144VRT2U | 1 Phase UPS | Vertiv™ Liebert® GXT5 UPS, 3kVA – 20kVA, Double Conversion Rack/Tower VRLA 208V UPS | GXT5 144V External Battery Cabinet
GXT5-EBC192VRT3U | 1 Phase UPS | Vertiv™ Liebert® GXT5 UPS, 3kVA – 20kVA, Double Conversion Rack/Tower VRLA 208V UPS | GXT5 192V External Battery cabinet
GXT5-EBC288VRT4U | 1 Phase UPS | Vertiv™ Liebert® GXT5 UPS, 3kVA – 20kVA, Double Conversion Rack/Tower VRLA 208V UPS | GXT5 288V External Battery cabinet
GXT5-EBC36VRT2U | 1 Phase UPS | Vertiv™ Liebert® GXT5 UPS, 500VA - 3000VA, Double Conversion Rack/Tower VRLA UPS 120V UPS | GXT5 36V External Battery cabinet
GXT5-EBC36VRT2UTAA | 1 Phase UPS | Vertiv™ Liebert® GXT5 UPS, TAA Compliant 1000VA - 3000VA, Double Conversion Rack/Tower VRLA UPS 120V UPS | GXT5 TAA 36V External Battery cabinet
GXT5-EBC48VRT2U | 1 Phase UPS | Vertiv™ Liebert® GXT5 UPS, 500VA - 3000VA, Double Conversion Rack/Tower VRLA UPS 120V UPS | GXT5 48V External Battery cabinet
GXT5-EBC48VRT2UTAA | 1 Phase UPS | Vertiv™ Liebert® GXT5 UPS, TAA Compliant 1000VA - 3000VA, Double Conversion Rack/Tower VRLA UPS 120V UPS | GXT5 TAA 48V External Battery cabinet
GXT5-EBC72VRT2U | 1 Phase UPS | Vertiv™ Liebert® GXT5 UPS, 3kVA – 20kVA, Double Conversion Rack/Tower VRLA 208V UPS | GXT5 72V External Battery cabinet
GXT5-EBC72VRT2UTAA | 1 Phase UPS | Vertiv™ Liebert® GXT5 UPS, TAA Compliant 1000VA - 3000VA, Double Conversion Rack/Tower VRLA UPS 120V UPS | GXT5 TAA 72V External Battery cabinet
GXT5LI-1000LVRT2UXL | 1 Phase UPS | Vertiv™ Liebert® GXT5 Lithium-Ion UPS 1000 - 3000 VA, 120V | GXT5 Lithium-Ion 1000VA UPS, 120VAC, 2U Rack/Tower
GXT5LI-1000LVRT2UXLN | 1 Phase UPS | Vertiv™ Liebert® GXT5 Lithium-Ion UPS 1000 - 3000 VA, 120V | GXT5 Lithium-Ion 1000VA UPS, 120VAC, 2U Rack/Tower, SNMP Card
GXT5LI-10KMVRT4UXLN | 1 Phase UPS | Vertiv™ Liebert® GXT5 Lithium-Ion UPS 5,000 - 10,000 VA | GXT5 LI 10kVA 208/120V RT XL UPS
GXT5LI-1500LVRT2UXL | 1 Phase UPS | Vertiv™ Liebert® GXT5 Lithium-Ion UPS 1000 - 3000 VA, 120V | GXT5 Lithium-Ion 1500VA UPS, 120VAC, 2U Rack/Tower
GXT5LI-1500LVRT2UXLN | 1 Phase UPS | Vertiv™ Liebert® GXT5 Lithium-Ion UPS 1000 - 3000 VA, 120V | GXT5 Lithium-Ion 1500VA UPS, 120VAC, 2U Rack/Tower, SNMP Card
GXT5LI-2000LVRT2UXL | 1 Phase UPS | Vertiv™ Liebert® GXT5 Lithium-Ion UPS 1000 - 3000 VA, 120V | GXT5 Lithium-Ion 2000VA UPS, 120VAC, 2U Rack/Tower
GXT5LI-2000LVRT2UXLN | 1 Phase UPS | Vertiv™ Liebert® GXT5 Lithium-Ion UPS 1000 - 3000 VA, 120V | GXT5 Lithium-Ion 2000VA UPS, 120VAC, 2U Rack/Tower, SNMP Card
GXT5LI-3000LVRT2UXL | 1 Phase UPS | Vertiv™ Liebert® GXT5 Lithium-Ion UPS 1000 - 3000 VA, 120V | GXT5 Lithium-Ion 3000VA UPS, 120VAC, 2U Rack/Tower
GXT5LI-3000LVRT2UXLN | 1 Phase UPS | Vertiv™ Liebert® GXT5 Lithium-Ion UPS 1000 - 3000 VA, 120V | GXT5 Lithium-Ion 3000VA UPS, 120VAC, 2U Rack/Tower, SNMP Card
GXT5LI-48VBATKIT1 | 1 Phase UPS | Vertiv™ Liebert® GXT5 Lithium-Ion UPS 1000 - 3000 VA, 120V | Vertiv Liebert 48V Lithium-Ion Battery Kit 1 (1.0KVA GXT5 LI UPS)
GXT5LI-48VBATKIT2 | 1 Phase UPS | Vertiv™ Liebert® GXT5 Lithium-Ion UPS 1000 - 3000 VA, 120V | Vertiv Liebert 48V Lithium-Ion Battery Kit 2 (1.5/2.0/3.0KVA GXT5 LI UPS)
GXT5LI-5000MVRT3UXLN | 1 Phase UPS | Vertiv™ Liebert® GXT5 Lithium-Ion UPS 5,000 - 10,000 VA | GXT5 LI 5000VA 208/120V RT XL UPS
GXT5LI-6000MVRT3UXLN | 1 Phase UPS | Vertiv™ Liebert® GXT5 Lithium-Ion UPS 5,000 - 10,000 VA | GXT5 LI 6000VA 208/120V RT XL UPS
GXT5LI-8000MVRT4UXLN | 1 Phase UPS | Vertiv™ Liebert® GXT5 Lithium-Ion UPS 5,000 - 10,000 VA | GXT5 LI 8000VA 208/120V RT XL UPS
PSA5-1000MT120 | 1 Phase UPS | Vertiv™ Liebert® PSA5 UPS, 500 - 1500VA | PSA5 1000VA 600W LCD Tower UPS
PSA5-1500MT120 | 1 Phase UPS | Vertiv™ Liebert® PSA5 UPS, 500 - 1500VA | PSA5 1500VA 900W LCD Tower UPS
PSA5-500MT120 | 1 Phase UPS | Vertiv™ Liebert® PSA5 UPS, 500 - 1500VA | PSA5 500VA 300W LCD Tower UPS
PSA5-700MT120 | 1 Phase UPS | Vertiv™ Liebert® PSA5 UPS, 500 - 1500VA | PSA5 700VA 420W LCD Tower UPS
PSI5-10001UBATKIT | 1 Phase UPS | Vertiv™ Liebert® PSI5 UPS, 750VA - 5000VA, Line Interactive Mini Tower, 1U and 2U Rack/Tower 120V VRLA UPS | PSI5-10001U Replacement Battery Kit
PSI5-1000RM1201U | 1 Phase UPS | Vertiv™ Liebert® PSI5 UPS, 750VA - 5000VA, Line Interactive Mini Tower, 1U and 2U Rack/Tower 120V VRLA UPS | Vertiv Liebert PSI5 1000 900W, 120VAC, 1U Rack Mount
PSI5-1100BATKIT | 1 Phase UPS | Vertiv™ Liebert® PSI5 UPS, 750VA - 5000VA, Line Interactive Mini Tower, 1U and 2U Rack/Tower 120V VRLA UPS | PSI5-1100 REPLACEMENT BATT KIT
PSI5-1100MT120 | 1 Phase UPS | Vertiv™ Liebert® PSI5 UPS, 750VA - 5000VA, Line Interactive Mini Tower, 1U and 2U Rack/Tower 120V VRLA UPS | Vertiv Liebert PSI5 1100 990W, 120VAC, Mini Tower
PSI5-1100MTBATKIT | 1 Phase UPS | Vertiv™ Liebert® PSI5 UPS, 750VA - 5000VA, Line Interactive Mini Tower, 1U and 2U Rack/Tower 120V VRLA UPS | PSI5-1000MT Replacement Battery Kit
PSI5-1100RT120 | 1 Phase UPS | Vertiv™ Liebert® PSI5 UPS, 750VA - 5000VA, Line Interactive Mini Tower, 1U and 2U Rack/Tower 120V VRLA UPS | Vertiv Liebert PSI5 1100 990W, 120VAC, Rack-tower
PSI5-1100RT120N | 1 Phase UPS | Vertiv™ Liebert® PSI5 UPS, 750VA - 5000VA, Line Interactive Mini Tower, 1U and 2U Rack/Tower 120V VRLA UPS | Liebert PSI5 1100, 990W, 120VAC, RT, SNMP
PSI5-15001UBATKIT | 1 Phase UPS | Vertiv™ Liebert® PSI5 UPS, 750VA - 5000VA, Line Interactive Mini Tower, 1U and 2U Rack/Tower 120V VRLA UPS | PSI5-15001U Replacement Battery Kit
PSI5-1500BATKIT | 1 Phase UPS | Vertiv™ Liebert® PSI5 UPS, 750VA - 5000VA, Line Interactive Mini Tower, 1U and 2U Rack/Tower 120V VRLA UPS | PSI5-1500 REPLACEMENT BATT KIT
PSI5-1500BATKITTAA | 1 Phase UPS | Vertiv™ Liebert® PSI5 UPS, TAA Compliant 1500VA - 3000VA, Line Interactive 2U Rack/Tower VRLA UPS | PSI5-1500 Replacement Battery Kit - TAA
PSI5-1500LIBATKIT | 1 Phase UPS | Vertiv™ Liebert® PSI5 UPS, TAA Compliant 1500-3000VA, Line Interactive 2U Rack/Tower Lithium-Ion UPS | PSI5-1500LI Replacement Battery Kit
PSI5-1500MT120 | 1 Phase UPS | Vertiv™ Liebert® PSI5 UPS, 750VA - 5000VA, Line Interactive Mini Tower, 1U and 2U Rack/Tower 120V VRLA UPS | Vertiv Liebert PSI5 1500 1350W, 120VAC, Mini Tower
PSI5-1500MT120LI | 1 Phase UPS | Vertiv™ Liebert® PSI5 UPS, 1500VA - 3000VA, Line Interactive Mini Tower and 2U/3U Rack/Tower Lithium-Ion UPS | Vertiv Liebert PSI5 Lithium-Ion UPS 1500VA/1350W 120V AVR Mini Tower
PSI5-1500MTBATKIT | 1 Phase UPS | Vertiv™ Liebert® PSI5 UPS, 750VA - 5000VA, Line Interactive Mini Tower, 1U and 2U Rack/Tower 120V VRLA UPS | PSI5-1500MT Replacement Battery Kit
PSI5-1500RM1201U | 1 Phase UPS | Vertiv™ Liebert® PSI5 UPS, 750VA - 5000VA, Line Interactive Mini Tower, 1U and 2U Rack/Tower 120V VRLA UPS | Vertiv Liebert PSI5 1500 1350W, 120VAC, 1U Rack Mount
PSI5-1500RT120 | 1 Phase UPS | Vertiv™ Liebert® PSI5 UPS, 750VA - 5000VA, Line Interactive Mini Tower, 1U and 2U Rack/Tower 120V VRLA UPS | Vertiv Liebert PSI5 1500 1350W, 120VAC, Rack-tower
PSI5-1500RT120LI | 1 Phase UPS | Vertiv™ Liebert® PSI5 UPS, 1500VA - 3000VA, Line Interactive Mini Tower and 2U/3U Rack/Tower Lithium-Ion UPS | Liebert PSI5 Lithium-Ion 1500VA PSI5 Lithium-Ion UPS, 1500VA, 1350W
PSI5-1500RT120LIN | 1 Phase UPS | Vertiv™ Liebert® PSI5 Lithium-Ion UPS | Liebert PSI5 LIO 1500VA with SNMP Card 1500VA PSI5 LIO UPS with SNMP card
PSI5-1500RT120LITAA | 1 Phase UPS | Vertiv™ Liebert® PSI5 Lithium-Ion TAA UPS | Vertiv Liebert PSI5 Lithium-Ion TAA 1500VA 2U Rack/Tower 120V
PSI5-1500RT120LITAAN | 1 Phase UPS | Vertiv™ Liebert® PSI5 Lithium-Ion TAA UPS | Vertiv Liebert PSI5 Lithium-Ion TAA 1500VA 2U Rack/Tower 120V w/SNMP Card
PSI5-1500RT120N | 1 Phase UPS | Vertiv™ Liebert® PSI5 UPS, 750VA - 5000VA, Line Interactive Mini Tower, 1U and 2U Rack/Tower 120V VRLA UPS | Liebert PSI5 1500, 1350W, 120VAC, RT, SNMP
PSI5-1500RT120TAA | 1 Phase UPS | Vertiv™ Liebert® PSI5 UPS, TAA Compliant 1500VA - 3000VA, Line Interactive 2U Rack/Tower VRLA UPS | Vertiv Liebert PSI5 1500 1350W, 120VAC, Rack-tower - TAA
PSI5-1500RT120TAAN | 1 Phase UPS | Vertiv™ Liebert® PSI5 UPS, TAA Compliant 1500VA - 3000VA, Line Interactive 2U Rack/Tower VRLA UPS | Vertiv Liebert PSI5 1500 1350W, 120VAC, RT, SNMP - TAA
PSI5-2200BATKIT | 1 Phase UPS | Vertiv™ Liebert® PSI5 UPS, 750VA - 5000VA, Line Interactive Mini Tower, 1U and 2U Rack/Tower 120V VRLA UPS | PSI5-2200 REPLACEMENT BATT KIT
PSI5-2200BATKITTAA | 1 Phase UPS | Vertiv™ Liebert® PSI5 UPS, TAA Compliant 1500VA - 3000VA, Line Interactive 2U Rack/Tower VRLA UPS | PSI5-2200 Replacement Battery Kit - TAA
PSI5-2200LIBATKIT | 1 Phase UPS | Vertiv™ Liebert® PSI5 UPS, TAA Compliant 1500-3000VA, Line Interactive 2U Rack/Tower Lithium-Ion UPS | PSI5-2200LI Replacement Battery Kit
PSI5-2200RT120 | 1 Phase UPS | Vertiv™ Liebert® PSI5 UPS, 750VA - 5000VA, Line Interactive Mini Tower, 1U and 2U Rack/Tower 120V VRLA UPS | Vertiv Liebert PSI5 2200 1920W, 120VAC, Rack-tower
PSI5-2200RT120LI | 1 Phase UPS | Vertiv™ Liebert® PSI5 UPS, 1500VA - 3000VA, Line Interactive Mini Tower and 2U/3U Rack/Tower Lithium-Ion UPS | Vertiv Liebert PSI5 Lithium-Ion UPS 1920VA/1920W 120V AVR Rack/Tower
PSI5-2200RT120LIN | 1 Phase UPS | Vertiv™ Liebert® PSI5 Lithium-Ion UPS | Vertiv Liebert PSI5 Lithium-Ion UPS 1920VA/1920W AVR Rack with SNMP Card
PSI5-2200RT120LITAA | 1 Phase UPS | Vertiv™ Liebert® PSI5 Lithium-Ion TAA UPS | Vertiv Liebert PSI5 Lithium-Ion TAA 2200VA 2U Rack/Tower 120V
PSI5-2200RT120LITAAN | 1 Phase UPS | Vertiv™ Liebert® PSI5 Lithium-Ion TAA UPS | Vertiv Liebert PSI5 Lithium-Ion TAA 2200VA 2U Rack/Tower 120V w/SNMP Card
PSI5-2200RT120N | 1 Phase UPS | Vertiv™ Liebert® PSI5 UPS, 750VA - 5000VA, Line Interactive Mini Tower, 1U and 2U Rack/Tower 120V VRLA UPS | Liebert PSI5 2200, 1920W, 120VAC, RT, SNMP
PSI5-2200RT120TAA | 1 Phase UPS | Vertiv™ Liebert® PSI5 UPS, TAA Compliant 1500VA - 3000VA, Line Interactive 2U Rack/Tower VRLA UPS | Vertiv Liebert PSI5 2200 1920W, 120VAC, Rack-tower - TAA
PSI5-2200RT120TAAN | 1 Phase UPS | Vertiv™ Liebert® PSI5 UPS, TAA Compliant 1500VA - 3000VA, Line Interactive 2U Rack/Tower VRLA UPS | Vertiv Liebert PSI5 2200 1920W, 120VAC, RT, SNMP - TAA
PSI5-24VBATT | 1 Phase UPS | Vertiv™ Liebert® PSI5 UPS, 750VA - 5000VA, Line Interactive Mini Tower, 1U and 2U Rack/Tower 120V VRLA UPS | Vertiv Liebert PSI5 24V External Battery Cabinet
PSI5-24VCBL1 | 1 Phase UPS | Vertiv™ Liebert® PSI5 UPS, 750VA - 5000VA, Line Interactive Mini Tower, 1U and 2U Rack/Tower 120V VRLA UPS | LIEBERT 24VDC EBC CABLE, 0.5M
PSI5-24VCBL6 | 1 Phase UPS | Vertiv™ Liebert® PSI5 UPS, 750VA - 5000VA, Line Interactive Mini Tower, 1U and 2U Rack/Tower 120V VRLA UPS | LIEBERT 24VDC EBC CABLE, 2M
PSI5-3000BATKIT | 1 Phase UPS | Vertiv™ Liebert® PSI5 UPS, 750VA - 5000VA, Line Interactive Mini Tower, 1U and 2U Rack/Tower 120V VRLA UPS | PSI5-3000 REPLACEMENT BATT KIT
PSI5-3000BATKITTAA | 1 Phase UPS | Vertiv™ Liebert® PSI5 UPS, TAA Compliant 1500VA - 3000VA, Line Interactive 2U Rack/Tower VRLA UPS | PSI5-3000 Replacement Battery Kit - TAA
PSI5-3000LIBATKIT | 1 Phase UPS | Vertiv™ Liebert® PSI5 UPS, TAA Compliant 1500-3000VA, Line Interactive 2U Rack/Tower Lithium-Ion UPS | PSI5-3000LI Replacement Battery Kit
PSI5-3000RT120 | 1 Phase UPS | Vertiv™ Liebert® PSI5 UPS, 750VA - 5000VA, Line Interactive Mini Tower, 1U and 2U Rack/Tower 120V VRLA UPS | Vertiv Liebert PSI5 3000 2700W, 120VAC, Rack-tower
PSI5-3000RT120LI | 1 Phase UPS | Vertiv™ Liebert® PSI5 UPS, 1500VA - 3000VA, Line Interactive Mini Tower and 2U/3U Rack/Tower Lithium-Ion UPS | Liebert PSI5 Lithium-Ion 3000VA PSI5 Lithium-Ion UPS, 3000VA, 2700W
PSI5-3000RT120LIN | 1 Phase UPS | Vertiv™ Liebert® PSI5 Lithium-Ion UPS | Liebert PSI5 LIO 3000VA with SNMP Card 3000VA PSI5 LIO UPS with SNMP card
PSI5-3000RT120LITAA | 1 Phase UPS | Vertiv™ Liebert® PSI5 Lithium-Ion TAA UPS | Vertiv Liebert PSI5 Lithium-Ion TAA 3000VA 2U Rack/Tower 120V
PSI5-3000RT120LITAAN | 1 Phase UPS | Vertiv™ Liebert® PSI5 Lithium-Ion TAA UPS | Vertiv Liebert PSI5 Lithium-Ion TAA 3000VA 2U Rack/Tower 120V w/SNMP Card
PSI5-3000RT120N | 1 Phase UPS | Vertiv™ Liebert® PSI5 UPS, 750VA - 5000VA, Line Interactive Mini Tower, 1U and 2U Rack/Tower 120V VRLA UPS | Liebert PSI5 3000, 2700W, 120VAC, RT, SNMP
PSI5-3000RT120TAA | 1 Phase UPS | Vertiv™ Liebert® PSI5 UPS, TAA Compliant 1500VA - 3000VA, Line Interactive 2U Rack/Tower VRLA UPS | Vertiv Liebert PSI5 3000 2700W, 120VAC, Rack-tower - TAA
PSI5-3000RT120TAAN | 1 Phase UPS | Vertiv™ Liebert® PSI5 UPS, TAA Compliant 1500VA - 3000VA, Line Interactive 2U Rack/Tower VRLA UPS | Vertiv Liebert PSI5 3000 2700W, 120VAC, RT, SNMP - TAA
PSI5-3000SRT120LI | 1 Phase UPS | Vertiv™ Liebert® PSI5 UPS, 1500VA - 3000VA, Line Interactive Mini Tower and 2U/3U Rack/Tower Lithium-Ion UPS | Liebert PSI5 Lithium-Ion 3000VA Short Depth 3U Rack/Tower UPS 120V
PSI5-3000SRT120LIN | 1 Phase UPS | Vertiv™ Liebert® PSI5 Lithium-Ion UPS | Liebert PSI5 Lithium-Ion 3000VA Short Depth 3U Rack/Tower UPS 120V with SNMP Card
PSI5-48VBATT | 1 Phase UPS | Vertiv™ Liebert® PSI5 UPS, 750VA - 5000VA, Line Interactive Mini Tower, 1U and 2U Rack/Tower 120V VRLA UPS | Vertiv Liebert PSI5 48V External Battery Cabinet
PSI5-48VBATTTAA | 1 Phase UPS | Vertiv™ Liebert® PSI5 UPS, TAA Compliant 1500VA - 3000VA, Line Interactive 2U Rack/Tower VRLA UPS | Vertiv Liebert PSI5 48V External Battery Cabinet - TAA
PSI5-48VCBL1 | 1 Phase UPS | Vertiv™ Liebert® PSI5 UPS, 750VA - 5000VA, Line Interactive Mini Tower, 1U and 2U Rack/Tower 120V VRLA UPS | LIEBERT 48VDC EBC CABLE, 0.5M
PSI5-48VCBL6 | 1 Phase UPS | Vertiv™ Liebert® PSI5 UPS, 750VA - 5000VA, Line Interactive Mini Tower, 1U and 2U Rack/Tower 120V VRLA UPS | LIEBERT 48VDC EBC CABLE, 2M
PSI5-5000BATKIT | 1 Phase UPS | Vertiv™ Liebert® PSI5 UPS, 750VA - 5000VA, Line Interactive Mini Tower, 1U and 2U Rack/Tower 120V VRLA UPS | PSI5-5000 REPLACEMENT BATT KIT
PSI5-5000RT208 | 1 Phase UPS | Vertiv™ Liebert® PSI5 UPS, 750VA - 5000VA, Line Interactive Mini Tower, 1U and 2U Rack/Tower 120V VRLA UPS | Vertiv Liebert PSI5 5000 4500W, 208VAC, Rack-tower
PSI5-72VBATT | 1 Phase UPS | Vertiv™ Liebert® PSI5 UPS, 750VA - 5000VA, Line Interactive Mini Tower, 1U and 2U Rack/Tower 120V VRLA UPS | Vertiv Liebert PSI5 72V External Battery Cabinet
PSI5-72VBATTTAA | 1 Phase UPS | Vertiv™ Liebert® PSI5 UPS, TAA Compliant 1500VA - 3000VA, Line Interactive 2U Rack/Tower VRLA UPS | Vertiv Liebert PSI5 72V External Battery Cabinet - TAA
PSI5-72VCBL1 | 1 Phase UPS | Vertiv™ Liebert® PSI5 UPS, 750VA - 5000VA, Line Interactive Mini Tower, 1U and 2U Rack/Tower 120V VRLA UPS | LIEBERT 72VDC EBC CABLE, 0.5M
PSI5-72VCBL6 | 1 Phase UPS | Vertiv™ Liebert® PSI5 UPS, 750VA - 5000VA, Line Interactive Mini Tower, 1U and 2U Rack/Tower 120V VRLA UPS | LIEBERT 72VDC EBC CABLE, 2M
PSI5-750MT120 | 1 Phase UPS | Vertiv™ Liebert® PSI5 UPS, 750VA - 5000VA, Line Interactive Mini Tower, 1U and 2U Rack/Tower 120V VRLA UPS | Vertiv Liebert PSI5 750 675W, 120VAC, Mini Tower
PSI5-750MTBATKIT | 1 Phase UPS | Vertiv™ Liebert® PSI5 UPS, 750VA - 5000VA, Line Interactive Mini Tower, 1U and 2U Rack/Tower 120V VRLA UPS | PSI5-750MT Replacement Battery Kit
PSI5-800BATKIT | 1 Phase UPS | Vertiv™ Liebert® PSI5 UPS, 750VA - 5000VA, Line Interactive Mini Tower, 1U and 2U Rack/Tower 120V VRLA UPS | PSI5-800 REPLACEMENT BATT KIT
PSI5-800RT120 | 1 Phase UPS | Vertiv™ Liebert® PSI5 UPS, 750VA - 5000VA, Line Interactive Mini Tower, 1U and 2U Rack/Tower 120V VRLA UPS | Vertiv Liebert PSI5 800 720W, 120VAC, Rack-tower
PSI5-800RT120N | 1 Phase UPS | Vertiv™ Liebert® PSI5 UPS, 750VA - 5000VA, Line Interactive Mini Tower, 1U and 2U Rack/Tower 120V VRLA UPS | Liebert PSI5 800, 720W, 120VAC, RT, SNMP
PST5-350MT120 | 1 Phase UPS | Vertiv™ Liebert® PST5 UPS, 350VA - 850VA, Standby Desktop 120V VRLA UPS | PST5 350VA 200W Battery Backup
PST5-500MT120 | 1 Phase UPS | Vertiv™ Liebert® PST5 UPS, 350VA - 850VA, Standby Desktop 120V VRLA UPS | PST5 500VA 300W Battery Backup
PST5-660MT120 | 1 Phase UPS | Vertiv™ Liebert® PST5 UPS, 350VA - 850VA, Standby Desktop 120V VRLA UPS | PST5 660VA 400W Battery Backup
PST5-850MT120 | 1 Phase UPS | Vertiv™ Liebert® PST5 UPS, 350VA - 850VA, Standby Desktop 120V VRLA UPS | PST5 850VA 500W Battery Backup
PUL-400LVT | 1 Phase UPS | Vertiv™ Liebert® Power-UPS Lithium, 400VA | PUL-400LVT; 400VA / 240W, 120VAC, Lithium-Ion
TDU-3500RTL620 | 1 Phase UPS | Vertiv™ Liebert® TDU - 3440W 120VAC ¦ Step Down Transformer/Voltage Converter | Liebert TDU 2U Rack Mount Stepdown Transformer, (8) 5-15/20R, (2) L5-20R
TDU-4000RTL630 | 1 Phase UPS | Vertiv™ Liebert® TDU - 3440W 120VAC ¦ Step Down Transformer/Voltage Converter | Liebert TDU 2U Rack Mount Stepdown Transformer, (8) 5-15/20R, (2) L5-20R
TDU-6000RTL630 | 1 Phase UPS | Vertiv™ Liebert® TDU - 3440W 120VAC ¦ Step Down Transformer/Voltage Converter | Liebert TDU 2U Rack Mount Stepdown Transformer, (8) 5-15/20R, (2) L5-30R
VEBCLI-192VRT1U | 1 Phase UPS | Vertiv™ Liebert® GXT5 Lithium-Ion UPS 5,000 - 10,000 VA | GXT5 LI EBC 5-10kVA
VEBCLI-48VRT1U | 1 Phase UPS | Vertiv™ Liebert® GXT5 Lithium-Ion UPS 5,000 - 10,000 VA | Lithium-Ion External Battery Cabinet, 48V, 1U Rack/Tower
VP0N3202 | 1 Phase UPS | Vertiv™ Geist™ Basic Rack PDU | GXT5 LI PDU Extender L14-30P input, (8) NEMA 5-20R, (2) NEMA L6-30R output
VP0N6200 | 1 Phase UPS | Vertiv™ Geist™ Basic Rack PDU | GXT5 LI PDU Extender HW input, (6) NEMA L14-30R output
VP0N6202 | 1 Phase UPS | Vertiv™ Geist™ Basic Rack PDU | GXT5 LI PDU Extender HW input, (4) NEMA L14-30R, (2) NEMA L6-30R output
VP4N6003 | 1 Phase UPS | Vertiv™ Geist™ Monitored Rack PDU | GXT5 LI PDU Extender HW input, (18) C13/C19 Combo Outlets, (12) NEMA
WMBKT2U | 1 Phase UPS | Vertiv™ Liebert® GXT5 UPS, 500VA - 3000VA, Double Conversion Rack/Tower VRLA UPS 120V UPS | Wall Mount Bracket, holds (1) GXT 2U UPS or GXT External Battery Cabinet
WMBKT2U-SS | 1 Phase UPS | Vertiv™ Liebert® GXT5 UPS, 500VA - 3000VA, Double Conversion Rack/Tower VRLA UPS 120V UPS | Stainless Steel Wall Mount Bracket, holds (1) GXT 2U UPS or GXT External Battery Cabinet
PD2-101 | 1 Phase UPS | Liebert® MicroPOD Maintenance Bypass and Output Distribution Accessory | GXT3 8/10kVA POD, Output Distribution, 208/120, (2) L6-30 (8) 5-20R | Rev Opp | B
PD2-103 | 1 Phase UPS | Liebert® MicroPOD Maintenance Bypass and Output Distribution Accessory | GXT3 8/10kVA POD, Output Distribution, 208V/120V, (4) 5-20R, (4) L6-30R | Rev Opp | A
PD2-104 | 1 Phase UPS | Liebert® MicroPOD Maintenance Bypass and Output Distribution Accessory | GXT3 8/10kVA POD, Output Distribution, 208V/120V, (4) 5-20R, (2) L6-30R, (2) L6-20R | Rev Opp | A
PD5-001 | 1 Phase UPS | Liebert® MicroPOD Maintenance Bypass and Output Distribution Accessory | L14-30P input, with (1) L6-30R, (1) L14-30R, (4) 5-15/20R T-slot Output receptacles | A-Ranked | A
PD5-002 | 1 Phase UPS | Liebert® MicroPOD Maintenance Bypass and Output Distribution Accessory | L14-30P input, with (2) L6-20R, (2) 5-15/20R T-slot Output receptacles | A-Ranked | A
PD5-003 | 1 Phase UPS | Liebert® MicroPOD Maintenance Bypass and Output Distribution Accessory | L14-30P input, with (2) L6-30R, (4) 5-15/20R T-slot Output receptacles | Rev Opp | A
PD5-004 | 1 Phase UPS | Liebert® MicroPOD Maintenance Bypass and Output Distribution Accessory | L14-30P input, with (4) L5-20R, (2) L5-30R Output receptacles | A-Ranked | A
PD5-005 | 1 Phase UPS | Liebert® MicroPOD Maintenance Bypass and Output Distribution Accessory | L14-30P Input, with (4) L5-20R, (2) L6-30R Output receptacles | A-Ranked | A
PD5-006 | 1 Phase UPS | Liebert® MicroPOD Maintenance Bypass and Output Distribution Accessory | L14-30P Input, with (4) L6-20R Output receptacles | A-Ranked | A
PD5-201 | 1 Phase UPS | Liebert® MicroPOD Maintenance Bypass and Output Distribution Accessory | Vertiv GXT5 5kVA HV Maintenance Bypass and Output Power Distribution Accessory | A-Ranked | A
PD5-202 | 1 Phase UPS | Liebert® MicroPOD Maintenance Bypass and Output Distribution Accessory | Vertiv GXT5 8/10kVA HV Maintenance Bypass and Output Power Distribution Accessory | A-Ranked | A
GXT5-1000LVRT2UXL | 1 Phase UPS | Vertiv™ Liebert® GXT5 UPS, 500VA - 3000VA, Double Conversion Rack/Tower VRLA UPS 120V UPS | GXT5 1000VA 120V UPS
GXT5-1000LVRT2UXLN | 1 Phase UPS | Vertiv™ Liebert® GXT5 UPS, 500VA - 3000VA, Double Conversion Rack/Tower VRLA UPS 120V UPS | Liebert GXT5 1000, 1000W, 120VAC, Rack/Tower, SNMP Webcard
GXT5-1000LVRT2UXLTAA | 1 Phase UPS | Vertiv™ Liebert® GXT5 UPS, TAA Compliant 1000VA - 3000VA, Double Conversion Rack/Tower VRLA UPS 120V UPS | GXT5 TAA 1000VA 120V UPS, Rack/Tower
GXT5-1000LVRT2UXLTAAN | 1 Phase UPS | Vertiv™ Liebert® GXT5 UPS, TAA Compliant 1000VA - 3000VA, Double Conversion Rack/Tower VRLA UPS 120V UPS | GXT5 TAA 1000VA 120V UPS, Rack/Tower, RDU101
GXT5-1500IRT2UXL | 1 Phase UPS | Vertiv™ Liebert® GXT5 UPS 1500VA/1500W | 1500VA, 1500W, 230V, C14 in, 8xC13
GXT5-1500LVRT2UXL | 1 Phase UPS | Vertiv™ Liebert® GXT5 UPS, 500VA - 3000VA, Double Conversion Rack/Tower VRLA UPS 120V UPS | GXT5 1500VA 120V UPS
GXT5-1500LVRT2UXLN | 1 Phase UPS | Vertiv™ Liebert® GXT5 UPS, 500VA - 3000VA, Double Conversion Rack/Tower VRLA UPS 120V UPS | Liebert GXT5 1500, 1350W, 120VAC, Rack/Tower, SNMP Webcard
GXT5-1500LVRT2UXLTAA | 1 Phase UPS | Vertiv™ Liebert® GXT5 UPS, TAA Compliant 1000VA - 3000VA, Double Conversion Rack/Tower VRLA UPS 120V UPS | GXT5 TAA 1500VA 120V UPS, Rack/Tower
GXT5-1500LVRT2UXLTAAN | 1 Phase UPS | Vertiv™ Liebert® GXT5 UPS, TAA Compliant 1000VA - 3000VA, Double Conversion Rack/Tower VRLA UPS 120V UPS | GXT5 TAA 1500VA 120V UPS, Rack/Tower, RDU101
GXT5-2000IRT2UXL | 1 Phase UPS | Vertiv™ Liebert® GXT5 UPS 2000VA/2000W | 2000VA, 2000W, 230V, C20 in, 8xC13
GXT5-2000LVRT2UXL | 1 Phase UPS | Vertiv™ Liebert® GXT5 UPS, 500VA - 3000VA, Double Conversion Rack/Tower VRLA UPS 120V UPS | GXT5 2000VA 120V UPS
GXT5-2000LVRT2UXLN | 1 Phase UPS | Vertiv™ Liebert® GXT5 UPS, 500VA - 3000VA, Double Conversion Rack/Tower VRLA UPS 120V UPS | Liebert GXT5 2000, 1800W, 120VAC, Rack/Tower, SNMP Webcard
GXT5-2000LVRT2UXLTAA | 1 Phase UPS | Vertiv™ Liebert® GXT5 UPS, TAA Compliant 1000VA - 3000VA, Double Conversion Rack/Tower VRLA UPS 120V UPS | GXT5 TAA 2000VA 120V UPS, Rack/Tower
GXT5-2000LVRT2UXLTAAN | 1 Phase UPS | Vertiv™ Liebert® GXT5 UPS, TAA Compliant 1000VA - 3000VA, Double Conversion Rack/Tower VRLA UPS 120V UPS | GXT5 TAA 2000VA 120V UPS, Rack/Tower, RDU101
GXT5-3000IRT2UXL | 1 Phase UPS | Vertiv™ Liebert® GXT5 UPS 3000VA/3000W | 3kVA, 3kW, 230V, C20 in, 6xC13, C19
GXT5-3000LVRT2UXL | 1 Phase UPS | Vertiv™ Liebert® GXT5 UPS, 500VA - 3000VA, Double Conversion Rack/Tower VRLA UPS 120V UPS | GXT5 3000VA 120V UPS
GXT5-3000LVRT2UXLN | 1 Phase UPS | Vertiv™ Liebert® GXT5 UPS, 500VA - 3000VA, Double Conversion Rack/Tower VRLA UPS 120V UPS | Liebert GXT5 3000, 2700W, 120VAC, Rack/Tower, SNMP Webcard
GXT5-3000LVRT2UXLTAA | 1 Phase UPS | Vertiv™ Liebert® GXT5 UPS, TAA Compliant 1000VA - 3000VA, Double Conversion Rack/Tower VRLA UPS 120V UPS | GXT5 TAA 3000VA 120V UPS, Rack/Tower
GXT5-3000LVRT2UXLTAAN | 1 Phase UPS | Vertiv™ Liebert® GXT5 UPS, TAA Compliant 1000VA - 3000VA, Double Conversion Rack/Tower VRLA UPS 120V UPS | GXT5 TAA 3000VA 120V UPS, Rack/Tower, RDU101

## Consumer SOHO Assortment
Item | Prod | Product Family (Web) | Invoicing Description
PST5-350MT120 | 1 Phase UPS | Vertiv™ Liebert® PST5 UPS | PST5 350VA 200W Battery Backup
PST5-500MT120 | 1 Phase UPS | Vertiv™ Liebert® PST5 UPS | PST5 500VA 300W Battery Backup
PST5-660MT120 | 1 Phase UPS | Vertiv™ Liebert® PST5 UPS | PST5 660VA 400W Battery Backup
PST5-850MT120 | 1 Phase UPS | Vertiv™ Liebert® PST5 UPS | PST5 850VA 500W Battery Backup
PSA5-500MT120 | 1 Phase UPS | Vertiv™ Liebert® PSA5 UPS | PSA5 500VA 300W LCD Tower UPS
PSA5-700MT120 | 1 Phase UPS | Vertiv™ Liebert® PSA5 UPS | PSA5 700VA 420W LCD Tower UPS
PSA5-1000MT120 | 1 Phase UPS | Vertiv™ Liebert® PSA5 UPS | PSA5 1000VA 600W LCD Tower UPS
PSA5-1500MT120 | 1 Phase UPS | Vertiv™ Liebert® PSA5 UPS | PSA5 1500VA 900W LCD Tower UPS
PUL-400LVT | 1 Phase UPS | Vertiv™ Liebert® Power-UPS Lithium, 400VA | PUL-400LVT; 400VA / 240W, 120VAC, Lithium-Ion

## UPS, BattKits, EBCs
Item | Product Type | Product Family (Web) | Invoicing Description
EDGE-1500IRT2UXL | 1 Phase UPS | Vertiv Edge single phase UPS | EDGE 1500VA/1350W 230V UPS
EDGE-2200IRT2UXL | 1 Phase UPS | Vertiv Edge single phase UPS | EDGE 2200VA/1980W 230V UPS
EDGE-3000IRT2UXL | 1 Phase UPS | Vertiv Edge single phase UPS | EDGE 3000VA/2700W 230V UPS
GXT5-03KPOD01 | 1 Phase UPS | Liebert® MicroPOD Maintenance Bypass and Output Distribution Accessory | 3U MicroPOD Maintenance Bypass for GXT5-3KL630RT2UXL UPS
GXT5-1000LVRT2UXL | 1 Phase UPS | Vertiv™ Liebert® GXT5 UPS, 500VA - 3000VA, Double Conversion Rack/Tower VRLA UPS 120V UPS | GXT5 1000VA 120V UPS
GXT5-1000LVRT2UXLN | 1 Phase UPS | Vertiv™ Liebert® GXT5 UPS, 500VA - 3000VA, Double Conversion Rack/Tower VRLA UPS 120V UPS | Liebert GXT5 1000, 1000W, 120VAC, Rack/Tower, SNMP Webcard
GXT5-1000LVRT2UXLTAA | 1 Phase UPS | Vertiv™ Liebert® GXT5 UPS, TAA Compliant 1000VA - 3000VA, Double Conversion Rack/Tower VRLA UPS 120V UPS | GXT5 TAA 1000VA 120V UPS, Rack/Tower
GXT5-1000LVRT2UXLTAAN | 1 Phase UPS | Vertiv™ Liebert® GXT5 UPS, TAA Compliant 1000VA - 3000VA, Double Conversion Rack/Tower VRLA UPS 120V UPS | GXT5 TAA 1000VA 120V UPS, Rack/Tower, RDU101
GXT5-10KHVRT5UXLN | 1 Phase UPS | Vertiv™ Liebert® GXT5 UPS, 3kVA – 20kVA, Double Conversion Rack/Tower VRLA 208V UPS | 10000VA/10000W, 5U, 208VAC, L-L-G
GXT5-10KIRT5UXLN | 1 Phase UPS | Vertiv™ Liebert GXT5 UPS 5 - 20 kVA 230V | 10kVA, 10kW, 230V, Hard-wired L-N-G
GXT5-10KMVRT6UXLN | 1 Phase UPS | Vertiv™ Liebert® GXT5 UPS, 3kVA – 20kVA, Double Conversion Rack/Tower VRLA 208V UPS | 10000VA/10000W, 6U, 120/208VAC, L-L-N-G
GXT5-144VBATKIT | 1 Phase UPS | Vertiv™ Liebert® GXT5 UPS, 500VA - 3000VA, Double Conversion Rack/Tower VRLA UPS 120V UPS | Replacement Battery Kit for use with 5-6kVA ‘MV’ UPS Models
GXT5-1500IRT2UXL | 1 Phase UPS | Vertiv™ Liebert® GXT5 UPS 1500VA/1500W | 1500VA, 1500W, 230V, C14 in, 8xC13
GXT5-1500LVRT2UXL | 1 Phase UPS | Vertiv™ Liebert® GXT5 UPS, 500VA - 3000VA, Double Conversion Rack/Tower VRLA UPS 120V UPS | GXT5 1500VA 120V UPS
GXT5-1500LVRT2UXLN | 1 Phase UPS | Vertiv™ Liebert® GXT5 UPS, 500VA - 3000VA, Double Conversion Rack/Tower VRLA UPS 120V UPS | Liebert GXT5 1500, 1350W, 120VAC, Rack/Tower, SNMP Webcard
GXT5-1500LVRT2UXLTAA | 1 Phase UPS | Vertiv™ Liebert® GXT5 UPS, TAA Compliant 1000VA - 3000VA, Double Conversion Rack/Tower VRLA UPS 120V UPS | GXT5 TAA 1500VA 120V UPS, Rack/Tower
GXT5-1500LVRT2UXLTAAN | 1 Phase UPS | Vertiv™ Liebert® GXT5 UPS, TAA Compliant 1000VA - 3000VA, Double Conversion Rack/Tower VRLA UPS 120V UPS | GXT5 TAA 1500VA 120V UPS, Rack/Tower, RDU101
GXT5-15KMVRT11UXLN | 1 Phase UPS | Vertiv™ Liebert® GXT5 UPS, 3kVA – 20kVA, Double Conversion Rack/Tower VRLA 208V UPS | Liebert GXT5 15kVA 15kW UPS
GXT5-192VBATKIT | 1 Phase UPS | Vertiv™ Liebert® GXT5 UPS, 500VA - 3000VA, Double Conversion Rack/Tower VRLA UPS 120V UPS | Replacement Battery Kit for use with 5-10kVA ‘HV’ and 6KL630 UPS Models
GXT5-2000IRT2UXL | 1 Phase UPS | Vertiv™ Liebert® GXT5 UPS 2000VA/2000W | 2000VA, 2000W, 230V, C20 in, 8xC13
GXT5-2000LVRT2UXL | 1 Phase UPS | Vertiv™ Liebert® GXT5 UPS, 500VA - 3000VA, Double Conversion Rack/Tower VRLA UPS 120V UPS | GXT5 2000VA 120V UPS
GXT5-2000LVRT2UXLN | 1 Phase UPS | Vertiv™ Liebert® GXT5 UPS, 500VA - 3000VA, Double Conversion Rack/Tower VRLA UPS 120V UPS | Liebert GXT5 2000, 1800W, 120VAC, Rack/Tower, SNMP Webcard
GXT5-2000LVRT2UXLTAA | 1 Phase UPS | Vertiv™ Liebert® GXT5 UPS, TAA Compliant 1000VA - 3000VA, Double Conversion Rack/Tower VRLA UPS 120V UPS | GXT5 TAA 2000VA 120V UPS, Rack/Tower
GXT5-2000LVRT2UXLTAAN | 1 Phase UPS | Vertiv™ Liebert® GXT5 UPS, TAA Compliant 1000VA - 3000VA, Double Conversion Rack/Tower VRLA UPS 120V UPS | GXT5 TAA 2000VA 120V UPS, Rack/Tower, RDU101
GXT5-20KMVRT11UXLN | 1 Phase UPS | Vertiv™ Liebert® GXT5 UPS, 3kVA – 20kVA, Double Conversion Rack/Tower VRLA 208V UPS | Liebert GXT5 20kVA 20kW UPS
GXT5-288VBATKIT | 1 Phase UPS | Vertiv™ Liebert® GXT5 UPS, 500VA - 3000VA, Double Conversion Rack/Tower VRLA UPS 120V UPS | Replacement Battery Kit for use with 8-10kVA ‘MV’ UPS Models
GXT5-3000IRT2UXL | 1 Phase UPS | Vertiv™ Liebert® GXT5 UPS 3000VA/3000W | 3kVA, 3kW, 230V, C20 in, 6xC13, C19
GXT5-3000LVRT2UXL | 1 Phase UPS | Vertiv™ Liebert® GXT5 UPS, 500VA - 3000VA, Double Conversion Rack/Tower VRLA UPS 120V UPS | GXT5 3000VA 120V UPS
GXT5-3000LVRT2UXLN | 1 Phase UPS | Vertiv™ Liebert® GXT5 UPS, 500VA - 3000VA, Double Conversion Rack/Tower VRLA UPS 120V UPS | Liebert GXT5 3000, 2700W, 120VAC, Rack/Tower, SNMP Webcard
GXT5-3000LVRT2UXLTAA | 1 Phase UPS | Vertiv™ Liebert® GXT5 UPS, TAA Compliant 1000VA - 3000VA, Double Conversion Rack/Tower VRLA UPS 120V UPS | GXT5 TAA 3000VA 120V UPS, Rack/Tower
GXT5-3000LVRT2UXLTAAN | 1 Phase UPS | Vertiv™ Liebert® GXT5 UPS, TAA Compliant 1000VA - 3000VA, Double Conversion Rack/Tower VRLA UPS 120V UPS | GXT5 TAA 3000VA 120V UPS, Rack/Tower, RDU101
GXT5-36VBATKIT | 1 Phase UPS | Vertiv™ Liebert® GXT5 UPS, 500VA - 3000VA, Double Conversion Rack/Tower VRLA UPS 120V UPS | GXT5 UPS 36V Int Battery Kit
GXT5-3KL620RT2UXL | 1 Phase UPS | Vertiv™ Liebert® GXT5 UPS, 3kVA – 20kVA, Double Conversion Rack/Tower VRLA 208V UPS | 3000VA/2700W, 2U, 208VAC, L6-20P
GXT5-3KL630RT2UXL | 1 Phase UPS | Vertiv™ Liebert® GXT5 UPS, 3kVA – 20kVA, Double Conversion Rack/Tower VRLA 208V UPS | 3000VA/3000W, 2U, 208VAC, L6-30P
GXT5-48VBATKIT | 1 Phase UPS | Vertiv™ Liebert® GXT5 UPS, 500VA - 3000VA, Double Conversion Rack/Tower VRLA UPS 120V UPS | GXT5 UPS 48V Int Battery Kit
GXT5-5000HVRT5UXLN | 1 Phase UPS | Vertiv™ Liebert® GXT5 UPS, 3kVA – 20kVA, Double Conversion Rack/Tower VRLA 208V UPS | 5000VA/5000W, 5U, 208VAC, L-L-G
GXT5-5000MVRT4UXLN | 1 Phase UPS | Vertiv™ Liebert® GXT5 UPS, 3kVA – 20kVA, Double Conversion Rack/Tower VRLA 208V UPS | 5000VA/5000W, 4U, 120/208VAC, L-L-N-G
GXT5-500LVRT2UXL | 1 Phase UPS | Vertiv™ Liebert® GXT5 UPS, 500VA - 3000VA, Double Conversion Rack/Tower VRLA UPS 120V UPS | GXT5 500VA 120V UPS
GXT5-500LVRT2UXLN | 1 Phase UPS | Vertiv™ Liebert® GXT5 UPS, 500VA - 3000VA, Double Conversion Rack/Tower VRLA UPS 120V UPS | Liebert GXT5 500, 500W, 120VAC, Rack/Tower, SNMP Webcard
GXT5-6000IRT5UXLN | 1 Phase UPS | Vertiv™ Liebert GXT5 UPS 5 - 20 kVA 230V | 6kVA, 6kW, 230V, Hard-wired L-N-G
GXT5-6000MVRT4UXLN | 1 Phase UPS | Vertiv™ Liebert® GXT5 UPS, 3kVA – 20kVA, Double Conversion Rack/Tower VRLA 208V UPS | 6000VA/6000W, 4U, 120/208VAC, L-L-N-G
GXT5-6000RT208 | 1 Phase UPS | Vertiv™ Liebert® GXT5 UPS, 3,000-20,000VA 208VAC UPS | GXT5 6000 UPS compatible with pre-installed GXT3/GXT4 PODs, 6000VA/5000W Hardwired
GXT5-6000RTL630 | 1 Phase UPS | Vertiv™ Liebert® GXT5 UPS, 3,000-20,000VA 208VAC UPS | GXT5-6000 UPS compatible with pre-installed GXT3/GXT4 PODs, 4900VA/4600W L6-30 plug
GXT5-6KL630RT5UXLN | 1 Phase UPS | Vertiv™ Liebert® GXT5 UPS, 3kVA – 20kVA, Double Conversion Rack/Tower VRLA 208V UPS | 4900VA/4600W, 5U, 208VAC, L6-30P
GXT5-72VBATKIT | 1 Phase UPS | Vertiv™ Liebert® GXT5 UPS, 500VA - 3000VA, Double Conversion Rack/Tower VRLA UPS 120V UPS | GXT5 UPS 72V Int Battery Kit
GXT5-750LVRT2UXL | 1 Phase UPS | Vertiv™ Liebert® GXT5 UPS, 500VA - 3000VA, Double Conversion Rack/Tower VRLA UPS 120V UPS | GXT5 750VA 120V UPS
GXT5-750LVRT2UXLN | 1 Phase UPS | Vertiv™ Liebert® GXT5 UPS, 500VA - 3000VA, Double Conversion Rack/Tower VRLA UPS 120V UPS | Liebert GXT5 750, 750W, 120VAC, Rack/Tower, SNMP Webcard
GXT5-8000HVRT5UXLN | 1 Phase UPS | Vertiv™ Liebert® GXT5 UPS, 3kVA – 20kVA, Double Conversion Rack/Tower VRLA 208V UPS | 8000VA/8000W, 5U, 208VAC, L-L-G
GXT5-8000MVRT6UXLN | 1 Phase UPS | Vertiv™ Liebert® GXT5 UPS, 3kVA – 20kVA, Double Conversion Rack/Tower VRLA 208V UPS | 8000VA/8000W, 6U, 120/208VAC, L-L-N-G
GXT5-EBC144VRT2U | 1 Phase UPS | Vertiv™ Liebert® GXT5 UPS, 3kVA – 20kVA, Double Conversion Rack/Tower VRLA 208V UPS | GXT5 144V External Battery Cabinet
GXT5-EBC192VRT3U | 1 Phase UPS | Vertiv™ Liebert® GXT5 UPS, 3kVA – 20kVA, Double Conversion Rack/Tower VRLA 208V UPS | GXT5 192V External Battery cabinet
GXT5-EBC288VRT4U | 1 Phase UPS | Vertiv™ Liebert® GXT5 UPS, 3kVA – 20kVA, Double Conversion Rack/Tower VRLA 208V UPS | GXT5 288V External Battery cabinet
GXT5-EBC36VRT2U | 1 Phase UPS | Vertiv™ Liebert® GXT5 UPS, 500VA - 3000VA, Double Conversion Rack/Tower VRLA UPS 120V UPS | GXT5 36V External Battery cabinet
GXT5-EBC36VRT2UTAA | 1 Phase UPS | Vertiv™ Liebert® GXT5 UPS, TAA Compliant 1000VA - 3000VA, Double Conversion Rack/Tower VRLA UPS 120V UPS | GXT5 TAA 36V External Battery cabinet
GXT5-EBC48VRT2U | 1 Phase UPS | Vertiv™ Liebert® GXT5 UPS, 500VA - 3000VA, Double Conversion Rack/Tower VRLA UPS 120V UPS | GXT5 48V External Battery cabinet
GXT5-EBC48VRT2UTAA | 1 Phase UPS | Vertiv™ Liebert® GXT5 UPS, TAA Compliant 1000VA - 3000VA, Double Conversion Rack/Tower VRLA UPS 120V UPS | GXT5 TAA 48V External Battery cabinet
GXT5-EBC72VRT2U | 1 Phase UPS | Vertiv™ Liebert® GXT5 UPS, 3kVA – 20kVA, Double Conversion Rack/Tower VRLA 208V UPS | GXT5 72V External Battery cabinet
GXT5-EBC72VRT2UTAA | 1 Phase UPS | Vertiv™ Liebert® GXT5 UPS, TAA Compliant 1000VA - 3000VA, Double Conversion Rack/Tower VRLA UPS 120V UPS | GXT5 TAA 72V External Battery cabinet
GXT5LI-1000LVRT2UXL | 1 Phase UPS | Vertiv™ Liebert® GXT5 Lithium-Ion UPS 1000 - 3000 VA, 120V | GXT5 Lithium-Ion 1000VA UPS, 120VAC, 2U Rack/Tower
GXT5LI-1000LVRT2UXLN | 1 Phase UPS | Vertiv™ Liebert® GXT5 Lithium-Ion UPS 1000 - 3000 VA, 120V | GXT5 Lithium-Ion 1000VA UPS, 120VAC, 2U Rack/Tower, SNMP Card
GXT5LI-10KMVRT4UXLN | 1 Phase UPS | Vertiv™ Liebert® GXT5 Lithium-Ion UPS 5,000 - 10,000 VA | GXT5 LI 10kVA 208/120V RT XL UPS
GXT5LI-1500LVRT2UXL | 1 Phase UPS | Vertiv™ Liebert® GXT5 Lithium-Ion UPS 1000 - 3000 VA, 120V | GXT5 Lithium-Ion 1500VA UPS, 120VAC, 2U Rack/Tower
GXT5LI-1500LVRT2UXLN | 1 Phase UPS | Vertiv™ Liebert® GXT5 Lithium-Ion UPS 1000 - 3000 VA, 120V | GXT5 Lithium-Ion 1500VA UPS, 120VAC, 2U Rack/Tower, SNMP Card
GXT5LI-2000LVRT2UXL | 1 Phase UPS | Vertiv™ Liebert® GXT5 Lithium-Ion UPS 1000 - 3000 VA, 120V | GXT5 Lithium-Ion 2000VA UPS, 120VAC, 2U Rack/Tower
GXT5LI-2000LVRT2UXLN | 1 Phase UPS | Vertiv™ Liebert® GXT5 Lithium-Ion UPS 1000 - 3000 VA, 120V | GXT5 Lithium-Ion 2000VA UPS, 120VAC, 2U Rack/Tower, SNMP Card
GXT5LI-3000LVRT2UXL | 1 Phase UPS | Vertiv™ Liebert® GXT5 Lithium-Ion UPS 1000 - 3000 VA, 120V | GXT5 Lithium-Ion 3000VA UPS, 120VAC, 2U Rack/Tower
GXT5LI-3000LVRT2UXLN | 1 Phase UPS | Vertiv™ Liebert® GXT5 Lithium-Ion UPS 1000 - 3000 VA, 120V | GXT5 Lithium-Ion 3000VA UPS, 120VAC, 2U Rack/Tower, SNMP Card
GXT5LI-48VBATKIT1 | 1 Phase UPS | Vertiv™ Liebert® GXT5 Lithium-Ion UPS 1000 - 3000 VA, 120V | Vertiv Liebert 48V Lithium-Ion Battery Kit 1 (1.0KVA GXT5 LI UPS)
GXT5LI-48VBATKIT2 | 1 Phase UPS | Vertiv™ Liebert® GXT5 Lithium-Ion UPS 1000 - 3000 VA, 120V | Vertiv Liebert 48V Lithium-Ion Battery Kit 2 (1.5/2.0/3.0KVA GXT5 LI UPS)
GXT5LI-5000MVRT3UXLN | 1 Phase UPS | Vertiv™ Liebert® GXT5 Lithium-Ion UPS 5,000 - 10,000 VA | GXT5 LI 5000VA 208/120V RT XL UPS
GXT5LI-6000MVRT3UXLN | 1 Phase UPS | Vertiv™ Liebert® GXT5 Lithium-Ion UPS 5,000 - 10,000 VA | GXT5 LI 6000VA 208/120V RT XL UPS
GXT5LI-8000MVRT4UXLN | 1 Phase UPS | Vertiv™ Liebert® GXT5 Lithium-Ion UPS 5,000 - 10,000 VA | GXT5 LI 8000VA 208/120V RT XL UPS
PSA5-1000MT120 | 1 Phase UPS | Vertiv™ Liebert® PSA5 UPS, 500 - 1500VA | PSA5 1000VA 600W LCD Tower UPS
PSA5-1500MT120 | 1 Phase UPS | Vertiv™ Liebert® PSA5 UPS, 500 - 1500VA | PSA5 1500VA 900W LCD Tower UPS
PSA5-500MT120 | 1 Phase UPS | Vertiv™ Liebert® PSA5 UPS, 500 - 1500VA | PSA5 500VA 300W LCD Tower UPS
PSA5-700MT120 | 1 Phase UPS | Vertiv™ Liebert® PSA5 UPS, 500 - 1500VA | PSA5 700VA 420W LCD Tower UPS
PSI5-10001UBATKIT | 1 Phase UPS | Vertiv™ Liebert® PSI5 UPS, 750VA - 5000VA, Line Interactive Mini Tower, 1U and 2U Rack/Tower 120V VRLA UPS | PSI5-10001U Replacement Battery Kit
PSI5-1000RM1201U | 1 Phase UPS | Vertiv™ Liebert® PSI5 UPS, 750VA - 5000VA, Line Interactive Mini Tower, 1U and 2U Rack/Tower 120V VRLA UPS | Vertiv Liebert PSI5 1000 900W, 120VAC, 1U Rack Mount
PSI5-1100BATKIT | 1 Phase UPS | Vertiv™ Liebert® PSI5 UPS, 750VA - 5000VA, Line Interactive Mini Tower, 1U and 2U Rack/Tower 120V VRLA UPS | PSI5-1100 REPLACEMENT BATT KIT
PSI5-1100MT120 | 1 Phase UPS | Vertiv™ Liebert® PSI5 UPS, 750VA - 5000VA, Line Interactive Mini Tower, 1U and 2U Rack/Tower 120V VRLA UPS | Vertiv Liebert PSI5 1100 990W, 120VAC, Mini Tower
PSI5-1100MTBATKIT | 1 Phase UPS | Vertiv™ Liebert® PSI5 UPS, 750VA - 5000VA, Line Interactive Mini Tower, 1U and 2U Rack/Tower 120V VRLA UPS | PSI5-1000MT Replacement Battery Kit
PSI5-1100RT120 | 1 Phase UPS | Vertiv™ Liebert® PSI5 UPS, 750VA - 5000VA, Line Interactive Mini Tower, 1U and 2U Rack/Tower 120V VRLA UPS | Vertiv Liebert PSI5 1100 990W, 120VAC, Rack-tower
PSI5-1100RT120N | 1 Phase UPS | Vertiv™ Liebert® PSI5 UPS, 750VA - 5000VA, Line Interactive Mini Tower, 1U and 2U Rack/Tower 120V VRLA UPS | Liebert PSI5 1100, 990W, 120VAC, RT, SNMP
PSI5-15001UBATKIT | 1 Phase UPS | Vertiv™ Liebert® PSI5 UPS, 750VA - 5000VA, Line Interactive Mini Tower, 1U and 2U Rack/Tower 120V VRLA UPS | PSI5-15001U Replacement Battery Kit
PSI5-1500BATKIT | 1 Phase UPS | Vertiv™ Liebert® PSI5 UPS, 750VA - 5000VA, Line Interactive Mini Tower, 1U and 2U Rack/Tower 120V VRLA UPS | PSI5-1500 REPLACEMENT BATT KIT
PSI5-1500BATKITTAA | 1 Phase UPS | Vertiv™ Liebert® PSI5 UPS, TAA Compliant 1500VA - 3000VA, Line Interactive 2U Rack/Tower VRLA UPS | PSI5-1500 Replacement Battery Kit - TAA
PSI5-1500LIBATKIT | 1 Phase UPS | Vertiv™ Liebert® PSI5 UPS, TAA Compliant 1500-3000VA, Line Interactive 2U Rack/Tower Lithium-Ion UPS | PSI5-1500LI Replacement Battery Kit
PSI5-1500MT120 | 1 Phase UPS | Vertiv™ Liebert® PSI5 UPS, 750VA - 5000VA, Line Interactive Mini Tower, 1U and 2U Rack/Tower 120V VRLA UPS | Vertiv Liebert PSI5 1500 1350W, 120VAC, Mini Tower
PSI5-1500MT120LI | 1 Phase UPS | Vertiv™ Liebert® PSI5 UPS, 1500VA - 3000VA, Line Interactive Mini Tower and 2U/3U Rack/Tower Lithium-Ion UPS | Vertiv Liebert PSI5 Lithium-Ion UPS 1500VA/1350W 120V AVR Mini Tower
PSI5-1500MTBATKIT | 1 Phase UPS | Vertiv™ Liebert® PSI5 UPS, 750VA - 5000VA, Line Interactive Mini Tower, 1U and 2U Rack/Tower 120V VRLA UPS | PSI5-1500MT Replacement Battery Kit
PSI5-1500RM1201U | 1 Phase UPS | Vertiv™ Liebert® PSI5 UPS, 750VA - 5000VA, Line Interactive Mini Tower, 1U and 2U Rack/Tower 120V VRLA UPS | Vertiv Liebert PSI5 1500 1350W, 120VAC, 1U Rack Mount
PSI5-1500RT120 | 1 Phase UPS | Vertiv™ Liebert® PSI5 UPS, 750VA - 5000VA, Line Interactive Mini Tower, 1U and 2U Rack/Tower 120V VRLA UPS | Vertiv Liebert PSI5 1500 1350W, 120VAC, Rack-tower
PSI5-1500RT120LI | 1 Phase UPS | Vertiv™ Liebert® PSI5 UPS, 1500VA - 3000VA, Line Interactive Mini Tower and 2U/3U Rack/Tower Lithium-Ion UPS | Liebert PSI5 Lithium-Ion 1500VA PSI5 Lithium-Ion UPS, 1500VA, 1350W
PSI5-1500RT120LIN | 1 Phase UPS | Vertiv™ Liebert® PSI5 Lithium-Ion UPS | Liebert PSI5 LIO 1500VA with SNMP Card 1500VA PSI5 LIO UPS with SNMP card
PSI5-1500RT120LITAA | 1 Phase UPS | Vertiv™ Liebert® PSI5 Lithium-Ion TAA UPS | Vertiv Liebert PSI5 Lithium-Ion TAA 1500VA 2U Rack/Tower 120V
PSI5-1500RT120LITAAN | 1 Phase UPS | Vertiv™ Liebert® PSI5 Lithium-Ion TAA UPS | Vertiv Liebert PSI5 Lithium-Ion TAA 1500VA 2U Rack/Tower 120V w/SNMP Card
PSI5-1500RT120N | 1 Phase UPS | Vertiv™ Liebert® PSI5 UPS, 750VA - 5000VA, Line Interactive Mini Tower, 1U and 2U Rack/Tower 120V VRLA UPS | Liebert PSI5 1500, 1350W, 120VAC, RT, SNMP
PSI5-1500RT120TAA | 1 Phase UPS | Vertiv™ Liebert® PSI5 UPS, TAA Compliant 1500VA - 3000VA, Line Interactive 2U Rack/Tower VRLA UPS | Vertiv Liebert PSI5 1500 1350W, 120VAC, Rack-tower - TAA
PSI5-1500RT120TAAN | 1 Phase UPS | Vertiv™ Liebert® PSI5 UPS, TAA Compliant 1500VA - 3000VA, Line Interactive 2U Rack/Tower VRLA UPS | Vertiv Liebert PSI5 1500 1350W, 120VAC, RT, SNMP - TAA
PSI5-2200BATKIT | 1 Phase UPS | Vertiv™ Liebert® PSI5 UPS, 750VA - 5000VA, Line Interactive Mini Tower, 1U and 2U Rack/Tower 120V VRLA UPS | PSI5-2200 REPLACEMENT BATT KIT
PSI5-2200BATKITTAA | 1 Phase UPS | Vertiv™ Liebert® PSI5 UPS, TAA Compliant 1500VA - 3000VA, Line Interactive 2U Rack/Tower VRLA UPS | PSI5-2200 Replacement Battery Kit - TAA
PSI5-2200LIBATKIT | 1 Phase UPS | Vertiv™ Liebert® PSI5 UPS, TAA Compliant 1500-3000VA, Line Interactive 2U Rack/Tower Lithium-Ion UPS | PSI5-2200LI Replacement Battery Kit
PSI5-2200RT120 | 1 Phase UPS | Vertiv™ Liebert® PSI5 UPS, 750VA - 5000VA, Line Interactive Mini Tower, 1U and 2U Rack/Tower 120V VRLA UPS | Vertiv Liebert PSI5 2200 1920W, 120VAC, Rack-tower
PSI5-2200RT120LI | 1 Phase UPS | Vertiv™ Liebert® PSI5 UPS, 1500VA - 3000VA, Line Interactive Mini Tower and 2U/3U Rack/Tower Lithium-Ion UPS | Vertiv Liebert PSI5 Lithium-Ion UPS 1920VA/1920W 120V AVR Rack/Tower
PSI5-2200RT120LIN | 1 Phase UPS | Vertiv™ Liebert® PSI5 Lithium-Ion UPS | Vertiv Liebert PSI5 Lithium-Ion UPS 1920VA/1920W AVR Rack with SNMP Card
PSI5-2200RT120LITAA | 1 Phase UPS | Vertiv™ Liebert® PSI5 Lithium-Ion TAA UPS | Vertiv Liebert PSI5 Lithium-Ion TAA 2200VA 2U Rack/Tower 120V
PSI5-2200RT120LITAAN | 1 Phase UPS | Vertiv™ Liebert® PSI5 Lithium-Ion TAA UPS | Vertiv Liebert PSI5 Lithium-Ion TAA 2200VA 2U Rack/Tower 120V w/SNMP Card
PSI5-2200RT120N | 1 Phase UPS | Vertiv™ Liebert® PSI5 UPS, 750VA - 5000VA, Line Interactive Mini Tower, 1U and 2U Rack/Tower 120V VRLA UPS | Liebert PSI5 2200, 1920W, 120VAC, RT, SNMP
PSI5-2200RT120TAA | 1 Phase UPS | Vertiv™ Liebert® PSI5 UPS, TAA Compliant 1500VA - 3000VA, Line Interactive 2U Rack/Tower VRLA UPS | Vertiv Liebert PSI5 2200 1920W, 120VAC, Rack-tower - TAA
PSI5-2200RT120TAAN | 1 Phase UPS | Vertiv™ Liebert® PSI5 UPS, TAA Compliant 1500VA - 3000VA, Line Interactive 2U Rack/Tower VRLA UPS | Vertiv Liebert PSI5 2200 1920W, 120VAC, RT, SNMP - TAA
PSI5-24VBATT | 1 Phase UPS | Vertiv™ Liebert® PSI5 UPS, 750VA - 5000VA, Line Interactive Mini Tower, 1U and 2U Rack/Tower 120V VRLA UPS | Vertiv Liebert PSI5 24V External Battery Cabinet
PSI5-24VCBL1 | 1 Phase UPS | Vertiv™ Liebert® PSI5 UPS, 750VA - 5000VA, Line Interactive Mini Tower, 1U and 2U Rack/Tower 120V VRLA UPS | LIEBERT 24VDC EBC CABLE, 0.5M
PSI5-24VCBL6 | 1 Phase UPS | Vertiv™ Liebert® PSI5 UPS, 750VA - 5000VA, Line Interactive Mini Tower, 1U and 2U Rack/Tower 120V VRLA UPS | LIEBERT 24VDC EBC CABLE, 2M
PSI5-3000BATKIT | 1 Phase UPS | Vertiv™ Liebert® PSI5 UPS, 750VA - 5000VA, Line Interactive Mini Tower, 1U and 2U Rack/Tower 120V VRLA UPS | PSI5-3000 REPLACEMENT BATT KIT
PSI5-3000BATKITTAA | 1 Phase UPS | Vertiv™ Liebert® PSI5 UPS, TAA Compliant 1500VA - 3000VA, Line Interactive 2U Rack/Tower VRLA UPS | PSI5-3000 Replacement Battery Kit - TAA
PSI5-3000LIBATKIT | 1 Phase UPS | Vertiv™ Liebert® PSI5 UPS, TAA Compliant 1500-3000VA, Line Interactive 2U Rack/Tower Lithium-Ion UPS | PSI5-3000LI Replacement Battery Kit
PSI5-3000RT120 | 1 Phase UPS | Vertiv™ Liebert® PSI5 UPS, 750VA - 5000VA, Line Interactive Mini Tower, 1U and 2U Rack/Tower 120V VRLA UPS | Vertiv Liebert PSI5 3000 2700W, 120VAC, Rack-tower
PSI5-3000RT120LI | 1 Phase UPS | Vertiv™ Liebert® PSI5 UPS, 1500VA - 3000VA, Line Interactive Mini Tower and 2U/3U Rack/Tower Lithium-Ion UPS | Liebert PSI5 Lithium-Ion 3000VA PSI5 Lithium-Ion UPS, 3000VA, 2700W
PSI5-3000RT120LIN | 1 Phase UPS | Vertiv™ Liebert® PSI5 Lithium-Ion UPS | Liebert PSI5 LIO 3000VA with SNMP Card 3000VA PSI5 LIO UPS with SNMP card
PSI5-3000RT120LITAA | 1 Phase UPS | Vertiv™ Liebert® PSI5 Lithium-Ion TAA UPS | Vertiv Liebert PSI5 Lithium-Ion TAA 3000VA 2U Rack/Tower 120V
PSI5-3000RT120LITAAN | 1 Phase UPS | Vertiv™ Liebert® PSI5 Lithium-Ion TAA UPS | Vertiv Liebert PSI5 Lithium-Ion TAA 3000VA 2U Rack/Tower 120V w/SNMP Card
PSI5-3000RT120N | 1 Phase UPS | Vertiv™ Liebert® PSI5 UPS, 750VA - 5000VA, Line Interactive Mini Tower, 1U and 2U Rack/Tower 120V VRLA UPS | Liebert PSI5 3000, 2700W, 120VAC, RT, SNMP
PSI5-3000RT120TAA | 1 Phase UPS | Vertiv™ Liebert® PSI5 UPS, TAA Compliant 1500VA - 3000VA, Line Interactive 2U Rack/Tower VRLA UPS | Vertiv Liebert PSI5 3000 2700W, 120VAC, Rack-tower - TAA
PSI5-3000RT120TAAN | 1 Phase UPS | Vertiv™ Liebert® PSI5 UPS, TAA Compliant 1500VA - 3000VA, Line Interactive 2U Rack/Tower VRLA UPS | Vertiv Liebert PSI5 3000 2700W, 120VAC, RT, SNMP - TAA
PSI5-3000SRT120LI | 1 Phase UPS | Vertiv™ Liebert® PSI5 UPS, 1500VA - 3000VA, Line Interactive Mini Tower and 2U/3U Rack/Tower Lithium-Ion UPS | Liebert PSI5 Lithium-Ion 3000VA Short Depth 3U Rack/Tower UPS 120V
PSI5-3000SRT120LIN | 1 Phase UPS | Vertiv™ Liebert® PSI5 Lithium-Ion UPS | Liebert PSI5 Lithium-Ion 3000VA Short Depth 3U Rack/Tower UPS 120V with SNMP Card
PSI5-48VBATT | 1 Phase UPS | Vertiv™ Liebert® PSI5 UPS, 750VA - 5000VA, Line Interactive Mini Tower, 1U and 2U Rack/Tower 120V VRLA UPS | Vertiv Liebert PSI5 48V External Battery Cabinet
PSI5-48VBATTTAA | 1 Phase UPS | Vertiv™ Liebert® PSI5 UPS, TAA Compliant 1500VA - 3000VA, Line Interactive 2U Rack/Tower VRLA UPS | Vertiv Liebert PSI5 48V External Battery Cabinet - TAA
PSI5-48VCBL1 | 1 Phase UPS | Vertiv™ Liebert® PSI5 UPS, 750VA - 5000VA, Line Interactive Mini Tower, 1U and 2U Rack/Tower 120V VRLA UPS | LIEBERT 48VDC EBC CABLE, 0.5M
PSI5-48VCBL6 | 1 Phase UPS | Vertiv™ Liebert® PSI5 UPS, 750VA - 5000VA, Line Interactive Mini Tower, 1U and 2U Rack/Tower 120V VRLA UPS | LIEBERT 48VDC EBC CABLE, 2M
PSI5-5000BATKIT | 1 Phase UPS | Vertiv™ Liebert® PSI5 UPS, 750VA - 5000VA, Line Interactive Mini Tower, 1U and 2U Rack/Tower 120V VRLA UPS | PSI5-5000 REPLACEMENT BATT KIT
PSI5-5000RT208 | 1 Phase UPS | Vertiv™ Liebert® PSI5 UPS, 750VA - 5000VA, Line Interactive Mini Tower, 1U and 2U Rack/Tower 120V VRLA UPS | Vertiv Liebert PSI5 5000 4500W, 208VAC, Rack-tower
PSI5-72VBATT | 1 Phase UPS | Vertiv™ Liebert® PSI5 UPS, 750VA - 5000VA, Line Interactive Mini Tower, 1U and 2U Rack/Tower 120V VRLA UPS | Vertiv Liebert PSI5 72V External Battery Cabinet
PSI5-72VBATTTAA | 1 Phase UPS | Vertiv™ Liebert® PSI5 UPS, TAA Compliant 1500VA - 3000VA, Line Interactive 2U Rack/Tower VRLA UPS | Vertiv Liebert PSI5 72V External Battery Cabinet - TAA
PSI5-72VCBL1 | 1 Phase UPS | Vertiv™ Liebert® PSI5 UPS, 750VA - 5000VA, Line Interactive Mini Tower, 1U and 2U Rack/Tower 120V VRLA UPS | LIEBERT 72VDC EBC CABLE, 0.5M
PSI5-72VCBL6 | 1 Phase UPS | Vertiv™ Liebert® PSI5 UPS, 750VA - 5000VA, Line Interactive Mini Tower, 1U and 2U Rack/Tower 120V VRLA UPS | LIEBERT 72VDC EBC CABLE, 2M
PSI5-750MT120 | 1 Phase UPS | Vertiv™ Liebert® PSI5 UPS, 750VA - 5000VA, Line Interactive Mini Tower, 1U and 2U Rack/Tower 120V VRLA UPS | Vertiv Liebert PSI5 750 675W, 120VAC, Mini Tower
PSI5-750MTBATKIT | 1 Phase UPS | Vertiv™ Liebert® PSI5 UPS, 750VA - 5000VA, Line Interactive Mini Tower, 1U and 2U Rack/Tower 120V VRLA UPS | PSI5-750MT Replacement Battery Kit
PSI5-800BATKIT | 1 Phase UPS | Vertiv™ Liebert® PSI5 UPS, 750VA - 5000VA, Line Interactive Mini Tower, 1U and 2U Rack/Tower 120V VRLA UPS | PSI5-800 REPLACEMENT BATT KIT
PSI5-800RT120 | 1 Phase UPS | Vertiv™ Liebert® PSI5 UPS, 750VA - 5000VA, Line Interactive Mini Tower, 1U and 2U Rack/Tower 120V VRLA UPS | Vertiv Liebert PSI5 800 720W, 120VAC, Rack-tower
PSI5-800RT120N | 1 Phase UPS | Vertiv™ Liebert® PSI5 UPS, 750VA - 5000VA, Line Interactive Mini Tower, 1U and 2U Rack/Tower 120V VRLA UPS | Liebert PSI5 800, 720W, 120VAC, RT, SNMP
PST5-350MT120 | 1 Phase UPS | Vertiv™ Liebert® PST5 UPS, 350VA - 850VA, Standby Desktop 120V VRLA UPS | PST5 350VA 200W Battery Backup
PST5-500MT120 | 1 Phase UPS | Vertiv™ Liebert® PST5 UPS, 350VA - 850VA, Standby Desktop 120V VRLA UPS | PST5 500VA 300W Battery Backup
PST5-660MT120 | 1 Phase UPS | Vertiv™ Liebert® PST5 UPS, 350VA - 850VA, Standby Desktop 120V VRLA UPS | PST5 660VA 400W Battery Backup
PST5-850MT120 | 1 Phase UPS | Vertiv™ Liebert® PST5 UPS, 350VA - 850VA, Standby Desktop 120V VRLA UPS | PST5 850VA 500W Battery Backup
PUL-400LVT | 1 Phase UPS | Vertiv™ Liebert® Power-UPS Lithium, 400VA | PUL-400LVT; 400VA / 240W, 120VAC, Lithium-Ion
TDU-3500RTL620 | 1 Phase UPS | Vertiv™ Liebert® TDU - 3440W 120VAC ¦ Step Down Transformer/Voltage Converter | Liebert TDU 2U Rack Mount Stepdown Transformer, (8) 5-15/20R, (2) L5-20R
TDU-4000RTL630 | 1 Phase UPS | Vertiv™ Liebert® TDU - 3440W 120VAC ¦ Step Down Transformer/Voltage Converter | Liebert TDU 2U Rack Mount Stepdown Transformer, (8) 5-15/20R, (2) L5-20R
TDU-6000RTL630 | 1 Phase UPS | Vertiv™ Liebert® TDU - 3440W 120VAC ¦ Step Down Transformer/Voltage Converter | Liebert TDU 2U Rack Mount Stepdown Transformer, (8) 5-15/20R, (2) L5-30R
VEBCLI-192VRT1U | 1 Phase UPS | Vertiv™ Liebert® GXT5 Lithium-Ion UPS 5,000 - 10,000 VA | GXT5 LI EBC 5-10kVA
VEBCLI-48VRT1U | 1 Phase UPS | Vertiv™ Liebert® GXT5 Lithium-Ion UPS 5,000 - 10,000 VA | Lithium-Ion External Battery Cabinet, 48V, 1U Rack/Tower
VP0N3202 | 1 Phase UPS | Vertiv™ Geist™ Basic Rack PDU | GXT5 LI PDU Extender L14-30P input, (8) NEMA 5-20R, (2) NEMA L6-30R output
VP0N6200 | 1 Phase UPS | Vertiv™ Geist™ Basic Rack PDU | GXT5 LI PDU Extender HW input, (6) NEMA L14-30R output
VP0N6202 | 1 Phase UPS | Vertiv™ Geist™ Basic Rack PDU | GXT5 LI PDU Extender HW input, (4) NEMA L14-30R, (2) NEMA L6-30R output
VP4N6003 | 1 Phase UPS | Vertiv™ Geist™ Monitored Rack PDU | GXT5 LI PDU Extender HW input, (18) C13/C19 Combo Outlets, (12) NEMA
WMBKT2U | 1 Phase UPS | Vertiv™ Liebert® GXT5 UPS, 500VA - 3000VA, Double Conversion Rack/Tower VRLA UPS 120V UPS | Wall Mount Bracket, holds (1) GXT 2U UPS or GXT External Battery Cabinet
WMBKT2U-SS | 1 Phase UPS | Vertiv™ Liebert® GXT5 UPS, 500VA - 3000VA, Double Conversion Rack/Tower VRLA UPS 120V UPS | Stainless Steel Wall Mount Bracket, holds (1) GXT 2U UPS or GXT External Battery Cabinet

## Racks and Rack Accessories
Item | Product Type | Product Family (Web) | Invoicing Description
VR3100 | Racks | Vertiv™ VR Rack | Vertiv™ VR Rack - 42U with Doors/ Sides & Casters
VR3105 | Racks | Vertiv™ VR Rack | Vertiv™ VR Rack - 45U with Doors/ Sides & Casters
VR3107 | Racks | Vertiv™ VR Rack | Vertiv™ VR Rack - 48U with Doors/ Sides & Casters
VR3150 | Racks | Vertiv™ VR Rack | Vertiv™ VR Rack - 42U with Doors/ Sides & Casters
VR3300 | Racks | Vertiv™ VR Rack | Vertiv™ VR Rack - 42U with Doors/ Sides & Casters
VR3305 | Racks | Vertiv™ VR Rack | Vertiv™ VR Rack - 45U with Doors/ Sides & Casters
VR3307 | Racks | Vertiv™ VR Rack | Vertiv™ VR Rack - 48U with Doors/ Sides & Casters
VR3350 | Racks | Vertiv™ VR Rack | Vertiv™ VR Rack - 42U with Doors/ Sides & Casters
VR3357 | Racks | Vertiv™ VR Rack | Vertiv™ VR Rack - 48U with Doors/ Sides & Casters
VRA1000 | Racks | Vertiv™ VR Rack Accessories - Cable Management | 1U Horiz Cable Mgr w/D Rings
VRA1001 | Racks | Vertiv™ VR Rack Accessories - Cable Management | 2U Horiz Cable Mgr w/D Rings
VRA1002 | Racks | Vertiv™ VR Rack Accessories - Cable Management | 1Ux4" Horiz Cable Mgr w/Cover
VRA1003 | Racks | Vertiv™ VR Rack Accessories - Cable Management | 2Ux4" Horiz Cable Mgr w/Cover
VRA1004 | Racks | Vertiv™ VR Rack Accessories - Cable Management | Toolless Cable Mgr
VRA1005 | Racks | Vertiv™ VR Rack Accessories - Cable Management | Tool Less Cable Management - Velcro Strap (Qty. 10)
VRA1006 | Racks | Vertiv™ VR Rack Accessories - Cable Management | Toolless Cable Mgr
VRA1007 | Racks | Vertiv™ VR Rack Accessories - Cable Management | Toolless Velcro Strap (Qty 100)
VRA1008 | Racks | Vertiv™ VR Rack Accessories - Cable Management | Toolless D Rings Small (Qty 10)
VRA1009 | Racks | Vertiv™ VR Rack Accessories - Cable Management | Toolless D Rings Small (Qty 100)
VRA1010 | Racks | Vertiv™ VR Rack Accessories - Cable Management | Toolless D-Rings Large (Qty 10)
VRA1011 | Racks | Vertiv™ VR Rack Accessories - Cable Management | Toolless D-Rings Large (Qty 100)
VRA1013 | Racks | Vertiv™ VR Rack Accessories - Cable Management | Horiz Cbl SideChannel
VRA1014 | Racks | Vertiv™ VR Rack Accessories - Cable Management | Vert Cable Manager 600W 42U
VRA1015 | Racks | Vertiv™ VR Rack Accessories - Cable Management | Vert Cable Manager 600W 48U
VRA1016 | Racks | Vertiv™ VR Rack Accessories - Cable Management | Vert Cable Manager 800W 42U
VRA1017 | Racks | Vertiv™ VR Rack Accessories - Cable Management | Vert Cable Mgr 800W 48U
VRA1018 | Racks | Vertiv™ VR Rack Accessories - Cable Management | Hinged Cover 800W 42U
VRA1020 | Racks | Vertiv™ VR Rack Accessories - Cable Management | Hinged Cover 800W 48U
VRA1021 | Racks | Vertiv™ VR Rack Accessories - Cable Management | Vert Cable Org, 8 Cable Rings
VRA1022 | Racks | Vertiv™ VR Rack Accessories - Cable Management | 2Ux6" Horiz Cable Mgr w/cover
VRA1023 | Racks | Vertiv™ VR Rack Accessories - Cable Management | 1U x 6" Horiz Cable Mgr w/cover
VRA1024 | Racks | Vertiv™ VR Rack Accessories - Cable Management | Horiz Cable Side Channel
VRA1025 | Racks | Vertiv™ VR Rack Accessories - Cable Management | Cable Ladder Rack Kit 6" w/ Install Kit
VRA1026 | Racks | Vertiv™ VR Rack Accessories - Cable Management | Cable Ladder Rack Kit 12" w/ Install Kit
VRA1027 | Racks | Vertiv™ VR Rack Accessories - Cable Management | Cable Ladder Rack/Wall Management Kit
VRA1028 | Racks | Vertiv™ VR Rack Accessories - Cable Management | Cable Ladder Angle Adapter Kit
VRA1029 | Racks | Vertiv™ VR Rack Accessories - Cable Management | Cable Ladder Trough Front Adaptor Kit
VRA1030 | Racks | Vertiv™ VR Rack Accessories - Cable Management | Cable Ladder Trough End Adaptor Kit
VRA1031 | Racks | Vertiv™ VR Rack Accessories - Cable Management | Vertical Cable Manager for 800mm Wide 45U (Qty. 2)
VRA1033 | Racks | Vertiv™ VR Rack Accessories - Cable Management | Vertical Cable Manager for 600mm Wide 45U (Qty. 2)
VRA1034 | Racks | Vertiv™ VR Rack Accessories - Cable Management | Cable Ladder Suspension Kit
VRA1035 | Racks | Vertiv™ VR Rack Accessories - Cable Management | Cable Ladder Stacking Kit
VRA2000 | Racks | Vertiv™ VR Rack Accessories - Cable Management | 1U 19" Black Plastic Tool Less Airflow Blanking Panel (Qty. 10)
VRA2001 | Racks | Vertiv™ VR Rack Accessories - Cable Management | 1U 19" Black Plastic Tool Less Airflow Blanking Panel (Qty. 200)
VRA2002 | Racks | Vertiv™ VR Rack Accessories - Cable Management | 19" Blanking Panel Kit 1,2,4,8U
VRA2003 | Racks | Vertiv™ VR Rack Accessories - Cable Management | 19" Blanking Panels 1U
VRA2004 | Racks | Vertiv™ VR Rack Accessories - Cable Management | Air Recirculation Prevention Kit
VRA2005 | Racks | Vertiv™ VR Rack Accessories - Cable Management | 19" Rail Brush Strips for 800W
VRA2006 | Racks | Vertiv™ VR Rack Accessories - Cable Management | Cable Pass Through Brush Kit
VRA2007 | Racks | Vertiv™ VR Rack Accessories - Cable Management | Top Fan Kit 120 VAC 50/60 Hz
VRA2008 | Racks | Vertiv™ VR Rack Accessories - Cable Management | Top Fan Kit 208-230 VAC 50/60 Hz
VRA2009 | Racks | Vertiv™ VR Rack Accessories - Cable Management | Vertical Exhaust Duct Short, 600W
VRA2010 | Racks | Vertiv™ VR Rack Accessories - Cable Management | Vertical Exhaust Duct Tall, 600W
VRA2011 | Racks | Vertiv™ VR Rack Accessories - Cable Management | Vertical Exhaust Duct Short, 800W
VRA2012 | Racks | Vertiv™ VR Rack Accessories - Cable Management | Vertical Exhaust Duct Tall, 800W
VRA2013 | Racks | Vertiv™ VR Rack Accessories - Cable Management | 2U 19" Black Plastic Tool Less Airflow Blanking Panel (Qty. 10)
VRA2014 | Racks | Vertiv™ VR Rack Accessories - Cable Management | 2U 19" Black Plastic Tool Less Airflow Blanking Panel (Qty. 100)
VRA3000 | Racks | Vertiv™ VR Rack Accessories - Cable Management | 1U Depth Adj Fixed Shelf 250lbs
VRA3001 | Racks | Vertiv™ VR Rack Accessories - Cable Management | 2U 19" Fixed Shelf 50lbs
VRA3002 | Racks | Vertiv™ VR Rack Accessories - Cable Management | 1U Depth Adj Sliding Shelf 100lbs
VRA3003 | Racks | Vertiv™ VR Rack Accessories - Cable Management | 1U Depth Adjustable
VRA3004 | Racks | Vertiv™ VR Rack Accessories - Cable Management | 1U Depth Adjustable
VRA3005 | Racks | Vertiv™ VR Rack Accessories - Cable Management | Depth Extension 42U x 600 x 200
VRA3006 | Racks | Vertiv™ VR Rack Accessories - Cable Management | Depth Extension 42U x 800 x 200
VRA3007 | Racks | Vertiv™ VR Rack Accessories - Cable Management | Depth Extension 48U x 600 x 200
VRA3008 | Racks | Vertiv™ VR Rack Accessories - Cable Management | Depth Extension 48U x 800 x 200
VRA3009 | Racks | Vertiv™ VR Rack Accessories - Cable Management | VR 100x600x1100 Rack Base
VRA3010 | Racks | Vertiv™ VR Rack Accessories - Cable Management | VR 100x800x1100 Rack Base
VRA3011 | Racks | Vertiv™ VR Rack Accessories - Cable Management | VR 100x600x1200 Rack Base
VRA3012 | Racks | Vertiv™ VR Rack Accessories - Cable Management | VR 100x800x1200 Rack Base
VRA4000 | Racks | Vertiv™ VR Rack Accessories - Cable Management | VR Bolt Down Brackets
VRA4001 | Racks | Vertiv™ VR Rack Accessories - Cable Management | VR Anti Tip Plate 600W/800W
VRA5000 | Racks | Vertiv™ VR Rack Accessories - Cable Management | M6 Cage Nuts, Screws Qty 50
VRA5001 | Racks | Vertiv™ VR Rack Accessories - Cable Management | 10-32 Cage Nuts Qty 50
VRA5002 | Racks | Vertiv™ VR Rack Accessories - Cable Management | VR Baying Kit
VRA5003 | Racks | Vertiv™ VR Rack Accessories - Cable Management | VR Baying Gasket Kit
VRA5004 | Racks | Vertiv™ VR Rack Accessories - Cable Management | Zero U Acc. Mounting Bracket
VRA6001 | Racks | Vertiv™ VR Rack Accessories - Cable Management | VR 42Ux600 Single Perf Door Blk
VRA6002 | Racks | Vertiv™ VR Rack Accessories - Cable Management | VR 42Ux800 Single Perf Door Blk
VRA6003 | Racks | Vertiv™ VR Rack Accessories - Cable Management | VR 48Ux600 Single Perf Door Blk
VRA6004 | Racks | Vertiv™ VR Rack Accessories - Cable Management | VR 48Ux800 Single Perf Door Blk
VRA6005 | Racks | Vertiv™ VR Rack Accessories - Cable Management | VR 42Ux600 Split Perf Doors Blk
VRA6006 | Racks | Vertiv™ VR Rack Accessories - Cable Management | VR 42Ux800 Split Perf Doors Blk
VRA6007 | Racks | Vertiv™ VR Rack Accessories - Cable Management | VR 48Ux600 Split Perf Doors Blk
VRA6008 | Racks | Vertiv™ VR Rack Accessories - Cable Management | VR 48Ux800 Split Perf Doors Blk
VRA6009 | Racks | Vertiv™ VR Rack Accessories - Cable Management | VR 42Ux1100 Split Side Panels
VRA6010 | Racks | Vertiv™ VR Rack Accessories - Cable Management | VR 42Ux1200 Split Side Panels
VRA6011 | Racks | Vertiv™ VR Rack Accessories - Cable Management | VR 48Ux1100 Split Side Panels
VRA6012 | Racks | Vertiv™ VR Rack Accessories - Cable Management | VR 48Ux1200 Split Side Panels
VRA6013 | Racks | Vertiv™ VR Rack Accessories - Cable Management | VR 42Ux600 19" Rails
VRA6014 | Racks | Vertiv™ VR Rack Accessories - Cable Management | VR 42Ux800 19" Rails
VRA6015 | Racks | Vertiv™ VR Rack Accessories - Cable Management | VR 48Ux600 19" Rails
VRA6016 | Racks | Vertiv™ VR Rack Accessories - Cable Management | VR 48Ux800 19" Rails
VRA6017 | Racks | Vertiv™ VR Rack Accessories - Cable Management | VR 600x1100 Top Panel
VRA6018 | Racks | Vertiv™ VR Rack Accessories - Cable Management | VR 800x1100 Top Panel
VRA6019 | Racks | Vertiv™ VR Rack Accessories - Cable Management | VR 600x1200 Top Panel
VRA6020 | Racks | Vertiv™ VR Rack Accessories - Cable Management | VR 800x1200 Top Panel
VRA6021 | Racks | Vertiv™ VR Rack Accessories - Cable Management | VR Top Panel Grommets
VRA6022 | Racks | Vertiv™ VR Rack Accessories - Cable Management | VR Door Handle
VRA6023 | Racks | Vertiv™ VR Rack Accessories - Cable Management | VR Combination Lock Handle
VRA6024 | Racks | Vertiv™ VR Rack Accessories - Cable Management | VR Caster Kit
VRA6025 | Racks | Vertiv™ VR Rack Accessories - Cable Management | VR 42U 4" PDU/Cable Mgt Brackets
VRA6026 | Racks | Vertiv™ VR Rack Accessories - Cable Management | VR 48U 4" PDU/Cbl Mgt Bracket
VRA6029 | Racks | Vertiv™ VR Rack Accessories - Cable Management | Pass-Through Side Panels 45U x 1100
VRA6030 | Racks | Vertiv™ VR Rack Accessories - Cable Management | Pass-Through Side Panels 45U x 1200
VRA6031 | Racks | Vertiv™ VR Rack Accessories - Cable Management | Pass-Through Side Panels 48U x 1100
VRA6032 | Racks | Vertiv™ VR Rack Accessories - Cable Management | Pass-Through Side Panels 48U x 1200
VRA6033 | Racks | Vertiv™ VR Rack Accessories - Cable Management | Networking Roof Panel 600 x 1100
VRA6034 | Racks | Vertiv™ VR Rack Accessories - Cable Management | Networking Roof Panel 600 x 1200
VRA6035 | Racks | Vertiv™ VR Rack Accessories - Cable Management | Networking Roof Panel 800 x 1100
VRA6036 | Racks | Vertiv™ VR Rack Accessories - Cable Management | Networking Roof Panel 800 x 1200
VRA6037 | Racks | Vertiv™ VR Rack Accessories - Cable Management | Rack Bottom Panel 600 x 1100
VRA6038 | Racks | Vertiv™ VR Rack Accessories - Cable Management | Rack Bottom Panel 600 x 1200
VRA6039 | Racks | Vertiv™ VR Rack Accessories - Cable Management | Rack Bottom Panel 800 x 1100
VRA6040 | Racks | Vertiv™ VR Rack Accessories - Cable Management | Rack Bottom Panel 800 x 1200
VRA6042 | Racks | Vertiv™ VR Rack Accessories - Cable Management | Copper BUS Bar 42U
VRA6043 | Racks | Vertiv™ VR Rack Accessories - Cable Management | Copper BUS Bar 48U
VRA6044 | Racks | Vertiv™ VR Rack Accessories - Cable Management | Rail Conversion Kit 42U , 21" EIA Mounting Rails 800mm
VRA6045 | Racks | Vertiv™ VR Rack Accessories - Cable Management | Rail Conversion Kit 45U , 21" EIA Mounting Rails 800mm
VRA6046 | Racks | Vertiv™ VR Rack Accessories - Cable Management | Rail Conversion Kit 45U , 23" EIA Mounting Rails 800mm
VRA6047 | Racks | Vertiv™ VR Rack Accessories - Cable Management | Rail Conversion Kit 42U , 23" EIA Mounting Rails 800mm
VRA6048 | Racks | Vertiv™ VR Rack Accessories - Cable Management | Rail Conversion Kit 48U , 21" EIA Mounting Rails 800mm
VRA6049 | Racks | Vertiv™ VR Rack Accessories - Cable Management | Rail Conversion Kit 48U , 23" EIA Mounting Rails 800mm
VRA6050 | Racks | Vertiv™ VR Rack Accessories - Cable Management | Full Solid Metal Door 42U x 600
VRA6051 | Racks | Vertiv™ VR Rack Accessories - Cable Management | Full Solid Metal Door 42U x 800
VRA6052 | Racks | Vertiv™ VR Rack Accessories - Cable Management | Full Solid Metal Door 48U x 600
VRA6053 | Racks | Vertiv™ VR Rack Accessories - Cable Management | Full Solid Metal Door 48U x 800
VRA6054 | Racks | Vertiv™ VR Rack Accessories - Cable Management | Pass-Through Side Panels 42U x 1100
VRA6055 | Racks | Vertiv™ VR Rack Accessories - Cable Management | Pass-Through Side Panels 42U x 1200
VRA6056 | Racks | Vertiv™ VR Rack Accessories - Cable Management | Split Solid Metal Door 48U x 600
VRA6057 | Racks | Vertiv™ VR Rack Accessories - Cable Management | Split Solid Metal Door 48U x 800
VRA6062 | Racks | Vertiv™ VR Rack Accessories - Cable Management | Split Solid Metal Door 42U x 600
VRA6063 | Racks | Vertiv™ VR Rack Accessories - Cable Management | Split Solid Metal Door 42U x 800
VRA7001 | Racks | Vertiv™ VR Rack Accessories - Cable Management | Security Handle Combination (2)
VRA7002 | Racks | Vertiv™ VR Rack Accessories - Cable Management | Security Handle Fingerprint + RFID (1)
VRA7003 | Racks | Vertiv™ VR Rack Accessories - Cable Management | Security Handle Pin Pad + RFID (1)
VRA8501 | Racks | Vertiv™ VR Rack Accessories - Cable Management | VR Cable Trough, Cable Alignment Kit (Set of 2)
VRA8502 | Racks | Vertiv™ VR Rack Accessories - Cable Management | VR Cable Trough, Connector Kit (Set of 2)
VRA8503 | Racks | Vertiv™ VR Rack Accessories - Cable Management | VR Cable Trough, Cable Separation Kit (Set of 12)
VRA8504 | Racks | Vertiv™ VR Rack Accessories - Cable Management | VR Cable Trough Grounding Wire, 750mm (Set of 10)
VRA8505 | Racks | Vertiv™ VR Rack Accessories - Cable Management | VR Cable Trough, 300mm Height Extension
VRA8506 | Racks | Vertiv™ VR Rack Accessories - Cable Management | VR Cable Trough, 600mm Height Extension
VRA8561 | Racks | Vertiv™ VR Rack Accessories - Cable Management | VR Cable Trough, 600mm
VRA8567 | Racks | Vertiv™ VR Rack Accessories - Cable Management | VR Cable Trough, End Caps (Set of 2)
VRA8571 | Racks | Vertiv™ VR Rack Accessories - Cable Management | VR Cable Trough, 800mm
VRA8573 | Racks | Vertiv™ VR Rack Accessories - Cable Management | VR Cable Trough Cover, 300mm
VRA8574 | Racks | Vertiv™ VR Rack Accessories - Cable Management | VR Cable Trough Cover, 600mm
VRA8575 | Racks | Vertiv™ VR Rack Accessories - Cable Management | VR Cable Trough Cover, 800mm
VRA8581 | Racks | Vertiv™ VR Rack Accessories - Cable Management | VR Cable Trough, 300mm

## Power Distribution Units
Item | Product Type | Product Family (Web) | Invoicing Description
FSC1N001 | Rack PDU | Vertiv™ Geist™ Facility Side Cable | Facility Side Cable, 30A, 208V, 4.9kW, 10ft / 3m Facility Side Cable, 10ft power cord with L6-30P with Universal Connector.
FSC3N002 | Rack PDU | Vertiv™ Geist™ Facility Side Cable | Facility Side Cable, 30A, 208V DELTA, 8.6kW, 10ft power cord with L15-30P and Universal Connector.
FSC3N003 | Rack PDU | Vertiv™ Geist™ Facility Side Cable | Facility Side Cable, 30A, 120/208V WYE, 8.6kW, 10ft power cord with L21-30P with Universal Connector.
FSC3N006 | Rack PDU | Vertiv™ Geist™ Facility Side Cable | Facility Side Cable, 60A, 208V DELTA, 17.2kW, 10ft / 3m with IEC 3P+E (IP44) and Universal Connector.
FSC3U001 | Rack PDU | Vertiv™ Geist™ Facility Side Cable | Facility Side Cable, 16A/20A, 230/400V WYE, 11.0kW, 10ft / 3m with IEC 3P+N+E (IP44) and Universal Connector.
FSC3U002 | Rack PDU | Vertiv™ Geist™ Facility Side Cable | Facility Side Cable, 30/32A, 230/400V WYE, 22.0kW, 10ft / 3m with IEC 3P+N+E (IP44) and Universal Connector.
UI30006L | Rack PDU | Vertiv™ Geist™ UPDU, Universal Power Distribution Unit | rPDU, Monitored Unit Level EC, Max 11.0kW, Variable Power Configuration, Vertical, (24) Locking IEC C13, (12) Locking IEC C19, Universal Input, Black Powder Coat.
UI30007L | Rack PDU | Vertiv™ Geist™ UPDU, Universal Power Distribution Unit | rPDU, Monitored Unit Level EC, Max 22.0kW, Variable Power Configuration, Vertical, (24) Locking IEC C13, (6) Locking IEC C19, Universal Input, Black Powder Coat.
UI30023 | Rack PDU | Vertiv™ Geist™ UPDU, Universal Power Distribution Unit | rPDU, Monitored Unit Level EC, Max 11.0kW, Variable Power Configuration, Vertical, (42) Combination C13/C19, Universal Input, Black Powder Coat.
UI30026 | Rack PDU | Vertiv™ Geist™ UPDU, Universal Power Distribution Unit | rPDU, Monitored Unit Level EC, Max 22.0kW, Variable Power Configuration, Vertical, (30) Combination C13/C19, Universal Input, Black Powder Coat.
UU30009L | Rack PDU | Vertiv™ Geist™ UPDU, Universal Power Distribution Unit | rPDU, Switched Outlet Level Monitoring EC, Max 11.0kW, Variable Power Configuration, Vertical, (30) Locking IEC C13, (6) Locking IEC C19, Universal Input, Black Powder Coat.
UU30010L | Rack PDU | Vertiv™ Geist™ UPDU, Universal Power Distribution Unit | rPDU, Switched Outlet Level Monitoring EC, Max 22.0kW, Variable Power Configuration, Vertical, (18) Locking IEC C13, (12) Locking IEC C19, Universal Input, Black Powder Coat.
VA4N1100 | Rack PDU | Vertiv™ Geist™ Rack Transfer Switch | rPDU, Rack Transfer Switch Monitored Unit Level, 15A, 120V, 1.4kW, Horizontal, (10) NEMA 5-15R, 10ft / 3m power cords with 5-15P, Black Powder Coat.
VA4N2100 | Rack PDU | Vertiv™ Geist™ Rack Transfer Switch | rPDU, Rack Transfer Switch Monitored Unit Level, 20A, 120V, 1.9kW, Horizontal, (10) NEMA 5-20R, 10ft / 3m power cords with 5-20P, Black Powder Coat.
VA4N3100 | Rack PDU | Vertiv™ Geist™ Rack Transfer Switch | rPDU, Rack Transfer Switch Monitored Unit Level, 30A, 208V, 4.9kW, Horizontal, (1) NEMA L6-30R, 10ft / 3m power cords with L6-30P, Black Powder Coat.
VA4U1100 | Rack PDU | Vertiv™ Geist™ Rack Transfer Switch | rPDU, Rack Transfer Switch Monitored Unit Level, 10A or 15A, 120V or 208V or 230V, 1.4kW or 2.4kW or 2.3kW, Horizontal, (10) Locking IEC C13, C14, Black Powder Coat.
VP43301 | Rack PDU | Vertiv™ Geist™ Monitored Rack PDU | rPDU, Monitored Unit Level EC, 30A, 208V, 4.9kW, Vertical, (36) Combination C13/C19, 10ft / 3m power cord with L6-30P, Black Powder Coat.
VP43302 | Rack PDU | Vertiv™ Geist™ Monitored Rack PDU | rPDU, Monitored Unit Level EC, 30A, 120/208V WYE, 8.6kW, Vertical, (36) Combination C13/C19, 10ft / 3m power cord with L21-30P, Black Powder Coat.
VP4551V | Rack PDU | Vertiv™ Geist™ Monitored Rack PDU | rPDU, Monitored Outlet Level EC, 60A, 208V DELTA, 17.2kW, Vertical, (12) Locking IEC C13, (12) Locking IEC C19, 10ft / 3m power cord with 3P+E (IP67), Black Powder Coat.
VP46301 | Rack PDU | Vertiv™ Geist™ Monitored Rack PDU | rPDU, Monitored Unit Level EC, 60A, 208V DELTA, 17.2kW, Vertical, (30) Combination C13/C19, 10ft / 3m power cord with 3P+E (IP44), Black Powder Coat.
VP51100 | Rack PDU | Vertiv™ Geist™ Switched Rack PDU | rPDU, Switched Unit Level Monitoring EC, 15A, 120V, 1.4kW, Horizontal, (6) NEMA 5-15R, 10ft / 3m power cord with 5-15P, Black Powder Coat.
VP52100 | Rack PDU | Vertiv™ Geist™ Switched Rack PDU | rPDU, Switched Unit Level Monitoring EC, 20A, 120V, 1.9kW, Horizontal, (12) NEMA 5-20R, 10ft / 3m power cord with L5-20P, Black Powder Coat.
VP53100 | Rack PDU | Vertiv™ Geist™ Switched Rack PDU | rPDU, Switched Unit Level Monitoring EC, 30A, 208V, 4.9kW, Horizontal, (12) Combination C13/C19, 10ft / 3m power cord with L6-30P, Black Powder Coat.
VP53101 | Rack PDU | Vertiv™ Geist™ Switched Rack PDU | rPDU, Switched Unit Level Monitoring EC, 30A, 120V, 2.8kW, Horizontal, (12) NEMA 5-20R, 10ft / 3m power cord with L5-30P, Black Powder Coat.
VP5665V | Rack PDU | Vertiv™ Geist™ Switched Rack PDU | rPDU, Switched Outlet Level Monitoring EC, 30A, 208V DELTA, 8.6kW, Vertical, (30) Locking IEC C13, (6) Locking IEC C19, 10ft / 3m power cord with L15-30P, Black Powder Coat.
VP5870V | Rack PDU | Vertiv™ Geist™ Switched Rack PDU | rPDU, Switched Outlet Level Monitoring EC, 30A, 208V, 4.9kW, Vertical, (30) Locking IEC C13, (6) Locking IEC C19, 10ft / 3m power cord with L6-30P, Black Powder Coat.
VP5N3000 | Rack PDU | Vertiv™ Geist™ Switched Rack PDU | rPDU, Switched Unit Level Monitoring EC, 30A, 208V, 4.9kW, Vertical, (24) Combination C13/C19, 10ft / 3m power cord with L6-30P, Black Powder Coat.
VP7541 | Rack PDU | Vertiv™ Geist™ Basic Rack PDU | rPDU, Basic Standard, 30A, 208V, 4.9kW, Vertical, (20) IEC C13, (4) IEC C19, 10ft power cord with L6-30P, Black Powder Coat.
VP7811B | Rack PDU | Vertiv™ Geist™ Monitored Rack PDU | rPDU, Monitored Unit Level EC, 30A, 208V, 4.9kW, Horizontal, (12) IEC C13, (4) IEC C19, 10ft power cord with L6-30P, Black Powder Coat.
VP7N3001 | Rack PDU | Vertiv™ Geist™ Switched Rack PDU | rPDU, Switched Outlet Level Monitoring EC, 30A, 208V, 4.9kW, Vertical, (24) Combination C13/C19, 10ft / 3m power cord with L6-30P, Black Powder Coat.
VP7UU001 | Rack PDU | Vertiv™ Geist™ UPDU, Universal Power Distribution Unit | rPDU, Switched Outlet Level Monitoring EC, 11.0kW, Variable Power Configuration, Vertical, (24) Combination C13/C19, Universal Inlet, Black Powder Coat.
VP7UV002 | Rack PDU | Vertiv™ Geist™ UPDU, Universal Power Distribution Unit | rPDU, Switched Outlet Level Monitoring EC, 22.0kW, Variable Power Configuration, Vertical, (24) Combination C13/C19, Universal Inlet, Black Powder Coat.
VP8641 | Rack PDU | Vertiv™ Geist™ Switched Rack PDU | rPDU, Switched Outlet Level Monitoring EC, 30A, 208V, 4.9kW, Vertical, (20) Locking IEC C13, (4) Locking IEC C19, 10 ft / 3m power cord with L6-30P, Black Powder Coat.
VP8830 | Rack PDU | Vertiv™ Geist™ Monitored Rack PDU | rPDU, Monitored Unit Level EC, 20A, 120V, 1.9kW, Vertical, (24) NEMA 5-20R, 10ft power cord with L5-20P, Black Powder Coat.
VP8832 | Rack PDU | Vertiv™ Geist™ Monitored Rack PDU | rPDU, Monitored Unit Level EC, 30A, 120V, 2.8kW, Vertical, (24) NEMA 5-20R, 10ft power cord with L5-30P, Black Powder Coat.
VP8841 | Rack PDU | Vertiv™ Geist™ Monitored Rack PDU | rPDU, Monitored Unit Level EC, 30A, 208V, 4.9kW, Vertical, (36) IEC C13, (6) IEC C19, 10ft power cord with L6-30P, Black Powder Coat.
VP8865 | Rack PDU | Vertiv™ Geist™ Monitored Rack PDU | rPDU, Monitored Unit Level EC, 30A, 120/208V WYE, 8.6kW, Vertical, (36) IEC C13, (6) IEC C19, (2) NEMA 5-20R, 10ft power cord with L21-30P, Black Powder Coat.
VP8930 | Rack PDU | Vertiv™ Geist™ Switched Rack PDU | rPDU, Switched Unit Level Monitoring EC, 20A, 120V, 1.9kW, Vertical, (24) NEMA 5-20R, 10ft / 3m power cord with L5-20P, Black Powder Coat.
VP8932 | Rack PDU | Vertiv™ Geist™ Switched Rack PDU | rPDU, Switched Unit Level Monitoring EC, 30A, 120V, 2.8kW, Vertical, (24) NEMA 5-20R, 10ft / 3m power cord with L5-30P, Black Powder Coat.
VP8941 | Rack PDU | Vertiv™ Geist™ Switched Rack PDU | rPDU, Switched Unit Level Monitoring EC, 30A, 208V, 4.9kW, Vertical, (20) Locking IEC C13, (4) Locking IEC C19, 10ft / 3m power cord with L6-30P, Black Powder Coat.
VP8959NA3 | Rack PDU | Vertiv™ Geist™ Switched Rack PDU | rPDU, Switched Unit Level Monitoring EC, 20A, 208V, 3.3kW, Vertical, (21) Locking IEC C13, (3) Locking IEC C19, 10ft power cord with L6-20P, Black Powder Coat.
VP8965 | Rack PDU | Vertiv™ Geist™ Switched Rack PDU | rPDU, Switched Unit Level Monitoring EC, 30A, 120/208V WYE, 8.6kW, Vertical, (18) Locking IEC C13, (6) Locking IEC C19, 10ft / 3m power cord with L21-30P, Black Powder Coat.
VP9562 | Rack PDU | Vertiv™ Geist™ Basic Rack PDU | rPDU, Basic Standard, 15A, 120V, 1.4kW, Horizontal, (10) NEMA 5-15R, 10 ft power cord with 5-15P, Black Powder Coat.
VP9563 | Rack PDU | Vertiv™ Geist™ Basic Rack PDU | rPDU, Basic Standard, 20A, 120V, 1.9kW, Horizontal, (10) NEMA 5-20R, 10ft power cord with 5-20P, Black Powder Coat.
VP9567 | Rack PDU | Vertiv™ Geist™ Basic Rack PDU | rPDU, Basic Standard, 15A, 120V, 1.4kW, Vertical, (14) NEMA 5-15R, 10ft power cord with 5-15P, Black Powder Coat.
VP9571A | Rack PDU | Vertiv™ Geist™ Basic Rack PDU | rPDU, Basic Standard, 30A, 208V, 4.9kW, Horizontal, (12) IEC C13, 10 ft power cord with L6-30P, Black Powder Coat.

## Avocent IT Management
Item | Product Type | Product Family (Web) | Invoicing Description
ACS8008-LN-DAC-400 | IT Systems | Vertiv™ Avocent® ACS 8000 Serial Consoles | 8 Port ACS8000, 4G/LTE NA, Dual AC, TAA
ACS8008MDAC-400 | IT Systems | Vertiv™ Avocent® ACS 8000 Serial Consoles | 8-Port ACS8000 Console System with dual AC Power Supply and Analog Modem
ACS8008-NA-DAC-400 | IT Systems | Vertiv™ Avocent® ACS 8000 Serial Consoles | 8 Port ACS8000, 4G/LTE NA2, DualAC, TAA
ACS8016DAC-400 | IT Systems | Vertiv™ Avocent® ACS 8000 Serial Consoles | 16-Port ACS8000 Console System with dual AC Power Supply
ACS8016-LN-DAC-400 | IT Systems | Vertiv™ Avocent® ACS 8000 Serial Consoles | 16 Port ACS8000, 4G/LTE NA, Dual AC, TAA
ACS8016MDAC-400 | IT Systems | Vertiv™ Avocent® ACS 8000 Serial Consoles | 16-Port ACS8000 Console System with dual AC Power Supply and Analog Modem
ACS8016-NA-DAC-400 | IT Systems | Vertiv™ Avocent® ACS 8000 Serial Consoles | 16 Port ACS8000, 4G/LTE NA2, DualAC, TAA
ACS8032-LN-DAC-400 | IT Systems | Vertiv™ Avocent® ACS 8000 Serial Consoles | 32 Port ACS8000, 4G/LTE NA, Dual AC, TAA
ACS8032MDAC-400 | IT Systems | Vertiv™ Avocent® ACS 8000 Serial Consoles | 32-Port ACS8000 Console System with dual AC Power Supply and Analog Modem
ACS8032-NA-DAC-400 | IT Systems | Vertiv™ Avocent® ACS 8000 Serial Consoles | 32 Port ACS8000, 4G/LTE NA2, DualAC, TAA
ACS8048DAC-400 | IT Systems | Vertiv™ Avocent® ACS 8000 Serial Consoles | 48-Port ACS8000 Console System with dual AC Power Supply
ACS8048-LN-DAC-400 | IT Systems | Vertiv™ Avocent® ACS 8000 Serial Consoles | 48 Port ACS8000, 4G/LTE NA, Dual AC, TAA
ACS8048MDAC-400 | IT Systems | Vertiv™ Avocent® ACS 8000 Serial Consoles | 48-Port ACS8000 Console System with dual AC Power Supply and Analog Modem
ACS8048-NA-DAC-400 | IT Systems | Vertiv™ Avocent® ACS 8000 Serial Consoles | 48 Port ACS8000, 4G/LTE NA2, DualAC, TAA
ACS804MEAC-400 | IT Systems | Vertiv™ Avocent® ACS 8000 Serial Consoles | 4-Port ACS800 Serial Console with analog modem, external AC/DC Power Brick - Global Datacenter PDU Power Cord
ADX-HDMI-400 | IT Systems | Vertiv™ Avocent® ADX Ecosystem | Vertiv Avocent ADX 4K HDMI Adapter
ADX-IPIQ-400 | IT Systems | Vertiv™ Avocent® ADX Ecosystem | Vertiv Avocent ADX IPIQ IP KVM device
ADX-IPUHD-400 | IT Systems | Vertiv™ Avocent® ADX Ecosystem | Vertiv Avocent ADX IPUHD 4K IP KVM device
ADX-MP1000DAC-400 | IT Systems | Vertiv™ Avocent® ADX Ecosystem | Vertiv Avocent ADX Management Platform
ADX-RM1048PDAC-400 | IT Systems | Vertiv™ Avocent® ADX Ecosystem | Vertiv Avocent ADX Rack Manager, 48 PoE Ports
ADX-MINIDP-400 | IT Systems | Vertiv™ Avocent® ADX Ecosystem | Vertiv Avocent ADX 4K Mini Display Port Adapter
ADX-MP1000DAC-400 | IT Systems | Vertiv™ Avocent® ADX Ecosystem | Vertiv Avocent ADX Management Platform
ADX-MP1000VA | IT Systems | Vertiv™ Avocent® ADX Ecosystem | Avocent ADX MP1000 Virtual Appliance Management Platform
AFPSPLITTER | IT Systems | Vertiv™ Cybex™ Secure MultiViewer KVM Switch | AFP Splitter for Matrix
AV3108-400 | IT Systems | Avocent AV 3000 Series KVM over IP Switching Solutions | 8 port AutoView KVM with 1 local and 1 remote users, VM and CAC, TAA
AV3216-400 | IT Systems | Avocent AV 3000 Series KVM over IP Switching Solutions | 16 port AutoView KVM with 2 local and 1 remote users, VM and CAC, TAA
HMX5100R-001 | IT Systems | Avocent HMX 5000 High Performance KVM Systems | HMX RX single DVI-D, USB, audio, SFP
HMX5100T-001 | IT Systems | Avocent HMX 5000 High Performance KVM Systems | HMX TX single DVI-D, USB, audio, SFP
HMX5150T-DP | IT Systems | Avocent HMX 5000 High Performance KVM Systems | HMXTX SNGL DP,USB,Audio, Zero U
HMX5150T-VGA | IT Systems | Avocent HMX 5000 High Performance KVM Systems | HMXTX SNGL VGA,USB,Audio, Zero U
HMX5200R-001 | IT Systems | Avocent HMX 5000 High Performance KVM Systems | HMX RX dual DVI-D, USB, audio, SFP
HMX5200T-001 | IT Systems | Avocent HMX 5000 High Performance KVM Systems | HMX TX dual DVI-D, USB, audio, SFP
HMX6150T-DP | IT Systems | Avocent HMX 6000 High Performance KVM Systems | HMXTX DP, USB 2.0, Audio, Zero U
HMX6150T-HDMI | IT Systems | Avocent HMX 6000 High Performance KVM Systems | HMXTX HDMI, USB 2.0 , Audio, Zero U
HMX6200T-001 | IT Systems | Avocent HMX 6000 High Performance KVM Systems | HMX TX dual DVI-D,QSXGA,USB,audio,SFP
HMX6500R-400 | IT Systems | Avocent HMX 6000 High Performance KVM Systems | DH-DP RX, AUDIO, USB 2.0, VDI
LRA185KMM16D-001 | IT Systems | Avocent LCD Local Rack Access Console | LCD,16P KVM, 16 CABLES, USB KB-US INTL
LRA185KMM16D-G01 | IT Systems | Avocent LCD Local Rack Access Console | LCD,16P KVM, 16 CABLES, USB KB-US INTL, TAA Compliant
LRA185KMM8D-G01 | IT Systems | Avocent LCD Local Rack Access Console | LCD,8P KVM, 8 CABLES, USB KB-US INTL, TAA Compliant
LRA185KMM-G01 | IT Systems | Avocent LCD Local Rack Access Console | 18.5 LCD, USB KB, 2USB PASS-US INTL ENG, TAA Compliant
LV5500R-400 | IT Systems | Avocent® LV5500 / Avocent® LV5520 KVM Extender Series | Single Extender DP,4K60,USB2.0
LV5500T-400 | IT Systems | Avocent® LV5500 / Avocent® LV5520 KVM Extender Series | Single Extender DP,4K60,USB2.0
LV5520R-400 | IT Systems | Avocent® LV5500 / Avocent® LV5520 KVM Extender Series | Dual Extender DP,4K60,USB2.0
LV5520T-400 | IT Systems | Avocent® LV5500 / Avocent® LV5520 KVM Extender Series | Dual Extender DP,4K60,USB2.0
MPU108EDAC-400 | IT Systems | Avocent MergePoint Unity Digital KVM Switches | 8 port, 1 digital KVM path, dual AC Power Supply "1 local user" TAA
MPU2016DAC-400 | IT Systems | Avocent MergePoint Unity Digital KVM Switches | 16 port, 2 digital KVM paths, dual AC Power Supply "1 local user" TAA
MPU2032DAC-400 | IT Systems | Avocent MergePoint Unity Digital KVM Switches | 32 port, 2 digital KVM paths, dual AC Power Supply "1 local user" TAA
MPU4032DAC-400 | IT Systems | Avocent MergePoint Unity Digital KVM Switches | 32 port, 4 digital KVM paths, dual AC Power Supply "1 local user" TAA
MPU8032DAC-400 | IT Systems | Avocent MergePoint Unity Digital KVM Switches | 32 port, 8 digital KVM paths, dual AC Power Supply "1 local user" TAA
MPUIQ-SRL | IT Systems | Avocent MergePoint Unity Digital KVM Switches | MergePoint Unity Serial IQ module
MPUIQ-VMCDP | IT Systems | Avocent MergePoint Unity Digital KVM Switches | Server Interface Module for DisplayPort video, USB keyboard/mouse supporting virtual media, CAC and USB2.0. Used with MPU appliance.
MPUIQ-VMCHD | IT Systems | Avocent MergePoint Unity Digital KVM Switches | Server Interface Module for HDMI video, USB keyboard/mouse supporting virtual media, CAC and USB2.0. Used with MPU appliance.
MPUIQ-VMCHS-G01 | IT Systems | Avocent MergePoint Unity Digital KVM Switches | Server interface module for VGA, USB keyboard, mouse supporting virtual media, CAC and USB2.0. Used with DSR and MPU appliances. TAA Compliant
SC820D-001 | IT Systems | Cybex™ SC800 Series Secure Desktop KVM Switches | 2-port secure desktop KVM, Display Port, USB 2.0 peripheral ports, audio TAA Compliant
SC820DP-001 | IT Systems | Cybex™ SC800 Series Secure Desktop KVM Switches | 2Port Single-Head Secure KVM, DP in/DP out
SC820DPH-400 | IT Systems | Cybex™ SC800 DPH, DPHC and DVI-D Series Secure Desktop KVM Switches | CYBEX™ SC Universal DP/H Secure KVM Switch 2-Port Single Display, PP4.0
SC840-001 | IT Systems | Cybex™ SC800 Series Secure Desktop KVM Switches | 4-Port DVI-I Secure KVM TAA Compliant
SC840D-001 | IT Systems | Cybex™ SC800 Series Secure Desktop KVM Switches | 4-Port DisplayPort Secure KVM TAA Compliant
SC840DPH-400 | IT Systems | Cybex™ SC800 DPH, DPHC and DVI-D Series Secure Desktop KVM Switches | CYBEX™ SC Universal DP/H Secure KVM Switch 4-Port Single Display, PP4.0
SC840DPHC-400 | IT Systems | Cybex™ SC800 DPH, DPHC and DVI-D Series Secure Desktop KVM Switches | CYBEX™ SC Universal DP/H + USB-C Secure KVM Switch 4-Port Single Display, PP4.0
SC845-001 | IT Systems | Cybex™ SC800 Series Secure Desktop KVM Switches | 4-Port DVI-I Secure KVM DPP TAA Compliant
SC845D-001 | IT Systems | Cybex™ SC800 Series Secure Desktop KVM Switches | 4-Port DisplayPort Secure KVM DPP TAA Compliant
SC845DPH-400 | IT Systems | Cybex™ SC800 DPH, DPHC and DVI-D Series Secure Desktop KVM Switches | CYBEX™ SC Universal DP/H Secure KVM Switch 4-Port Single Display with CAC, PP4.0
SC845DPHC-400 | IT Systems | Cybex™ SC800 DPH, DPHC and DVI-D Series Secure Desktop KVM Switches | CYBEX™ SC Universal DP/H + USB-C Secure KVM Switch 4-Port Single Display, with CAC,PP4.0
SC885-001 | IT Systems | Cybex™ SC800 Series Secure Desktop KVM Switches | 8-Port DVI-I Secure KVM DPP TAA Compliant
SC920DPH-400 | IT Systems | Cybex™ SC900 DPH, DPHC and DVI-D Series Secure Desktop KVM Switches | CYBEX™ SC Universal DP/H Secure KVM Switch 2-Port Dual Display, PP4.0
SC940-001 | IT Systems | Cybex™ SC900 Series Secure Desktop KVM Switches | 4-Port DVI-I DH Secure KVM TAA Compliant
SC940D-001 | IT Systems | Cybex™ SC900 Series Secure Desktop KVM Switches | 4-Port DisplayPort DH Secure KVM TAA Compliant
SC940DP-001 | IT Systems | Cybex™ SC900 Series Secure Desktop KVM Switches | 4Port Dual-Head Secure KVM, DP in/DP out
SC940DPH-400 | IT Systems | Cybex™ SC900 DPH, DPHC and DVI-D Series Secure Desktop KVM Switches | CYBEX™ SC Universal DP/H Secure KVM Switch 4-Port Dual Display, PP4.0
SC940DPHC-400 | IT Systems | Cybex™ SC900 DPH, DPHC and DVI-D Series Secure Desktop KVM Switches | CYBEX™ SC Universal DP/H + USB-C Secure KVM Switch 4-Port Dual Display, PP4.0
SC940DVI-400 | IT Systems | Cybex™ SC900 DPH, DPHC and DVI-D Series Secure Desktop KVM Switches | CYBEX™ SC DVI Secure KVM Switch 4-Port Dual Display, PP4.0
SC940H-001 | IT Systems | Cybex™ SC900 Series Secure Desktop KVM Switches | 4-Port HDMI DH Secure KVM TAA Compliant
SC945-001 | IT Systems | Cybex™ SC900 Series Secure Desktop KVM Switches | 4-Port DVI-I DH Secure KVM DPP TAA Compliant
SC945D-001 | IT Systems | Cybex™ SC900 Series Secure Desktop KVM Switches | 4-Port DisplayPort DH Secure KVM DPP TAA Compliant
SC945DP-001 | IT Systems | Cybex™ SC900 Series Secure Desktop KVM Switches | 4Port Dual-Head Secure KVM, DP in/DP out, DPP (Dedicated Peripheral Port)
SC945DPH-400 | IT Systems | Cybex™ SC900 DPH, DPHC and DVI-D Series Secure Desktop KVM Switches | CYBEX™ SC Universal DP/H Secure KVM Switch 4-Port Dual Display with CAC, PP4.0
SC945DPHC-400 | IT Systems | Cybex™ SC900 DPH, DPHC and DVI-D Series Secure Desktop KVM Switches | CYBEX™ SC Universal DP/H + USB-C Secure KVM Switch 4-Port Dual Display with CAC, PP4.0
SC985-001 | IT Systems | Cybex™ SC900 Series Secure Desktop KVM Switches | 8-Port DVI-I DH Secure KVM DPP TAA Compliant
SC985DP-001 | IT Systems | Cybex™ SC900 Series Secure Desktop KVM Switches | 8Port Dual-Head Secure KVM, DP in/DP out, DPP (Dedicated Peripheral Port)
SC985DPH-400 | IT Systems | Cybex™ SC900 DPH, DPHC and DVI-D Series Secure Desktop KVM Switches | CYBEX™ SC Universal DP/H Secure KVM Switch 8-Port Dual Display with CAC, PP4.0
SCM185DPH-400 | IT Systems | Vertiv™ Cybex™ SCM100 Series Secure Desktop Matrix | CYBEX™ SC Universal DP/H Secure Desktop Matrix 2x8 KVM with CAC, PP4.0
SCMV2160DPH-400 | IT Systems | Vertiv™ Cybex™ Secure MultiViewer KVM Switch | CYBEX™ SC Universal DP/H Secure 16-Port MultiViewer KVM, PP4.0
SCMV245DPH-400 | IT Systems | Vertiv™ Cybex™ Secure MultiViewer KVM Switch | CYBEX™ SC Universal DP/H Secure 4-Port MultiViewer KVM with CAC, PP4.0
SCMV285DPH-400 | IT Systems | Vertiv™ Cybex™ Secure MultiViewer KVM Switch | CYBEX™ SC Universal DP/H Secure 8-Port MultiViewer KVM, PP4.0
SFIQ-VGA | IT Systems | Avocent® SFIQ VGA Dongle | Small Form Factor, Server Interface Module for VGA, USB keyboard, mouse. Supports virtual media, CAC and USB 2.0. Used with all MPU, AV3108 and AV3216 appliances.
SFIQ-VGA08 | IT Systems | Avocent® SFIQ VGA Dongle | Small Form Factor, Server Interface Module for VGA, USB keyboard, mouse. Supports virtual media, CAC and USB 2.0. Used with all MPU, AV3108 and AV3216 appliances. (8 pack)
SV240DPH-400 | IT Systems | Avocent® SwitchView™ 200 Series Desktop KVM Switches | Avocent® SV Universal DP/H KVM Switch 4-Port Single Display
SV340DPH-400 | IT Systems | Avocent® SwitchView™ 300 Series Desktop KVM Switches | Avocent® SV Universal DP/H KVM Switch 4-Port Dual Display
SVM180DPH-400 | IT Systems | Vertiv™ Avocent® SwitchView™ Matrix | Avocent® SV Universal DP/H Desktop Matrix 2x8 KVM
SVMV240DPH-400 | IT Systems | Vertiv™ Avocent® Commercial MultiViewer KVM Switch | Avocent® SV Universal DP/H 4-Port MultiViewer KVM
SVMV280DPH-400 | IT Systems | Vertiv™ Avocent® Commercial MultiViewer KVM Switch | Avocent® SV Universal DP/H 8-Port MultiViewer KVM
HMX5100R-001 | IT Systems | Avocent HMX 5000 High Performance KVM Systems | HMX RX single DVI-D, USB, audio, SFP
HMX5100T-001 | IT Systems | Avocent HMX 5000 High Performance KVM Systems | HMX TX single DVI-D, USB, audio, SFP
HMX5150T-VGA | IT Systems | Vertiv™ Avocent® 5150T/5160T/6150T Zero-U IP KVM Transmitters | HMXTX SNGL VGA,USB,Audio, Zero U
HMX5160T-DVID | IT Systems | Vertiv™ Avocent® 5150T/5160T/6150T Zero-U IP KVM Transmitters | HMXTX DVID,USB 2.0,Audio,ZeroU
HMX5200R-001 | IT Systems | Avocent HMX 5000 High Performance KVM Systems | HMX RX dual DVI-D, USB, audio, SFP
HMX5200T-001 | IT Systems | Avocent HMX 5000 High Performance KVM Systems | HMX TX dual DVI-D, USB, audio, SFP
HMX6150T-DP | IT Systems | Vertiv™ Avocent® 5150T/5160T/6150T Zero-U IP KVM Transmitters | HMXTX DP, USB 2.0, Audio, Zero U
HMX6150T-HDMI | IT Systems | Vertiv™ Avocent® 5150T/5160T/6150T Zero-U IP KVM Transmitters | HMXTX HDMI, USB 2.0 , Audio, Zero U
HMX6200RXDP-400 | IT Systems | Vertiv Avocent HMX6200R - IP KVM Receiver¦ USB 2.0 RX Dual DP++ Audio SFP | HMXRX,Dual DP++,USB,Audio,SFP
HMX6200T-001 | IT Systems | Avocent HMX 6000 High Performance KVM Systems | HMX TX dual DVI-D,QSXGA,USB,audio,SFP
HMX6200TDP-400 | IT Systems | Avocent® HMX 6000 High Performance KVM Systems | HMXTX,Dual DP,USB Audio,SFP
HMX6200TH-400 | IT Systems | Avocent® HMX 6000 High Performance KVM Systems | HMXTX,Dual HDMI,USB Audio,SFP
HMX6210T-001 | IT Systems | Avocent® HMX 6000 High Performance KVM Systems | HMX TX dualDVI-D,QSXGA,USB,audio,SFP,VNC
HMX6500R-400 | IT Systems | Avocent HMX 6000 High Performance KVM Systems | DH-DP RX, AUDIO, USB 2.0, VDI
HMX8000R-400 | IT Systems | Avocent HMX 8000 High Performance IP KVM Systems | DH 4K,audio,USB2.0, 10GB-Rx
HMX8000T-400 | IT Systems | Avocent HMX 8000 High Performance IP KVM Systems | DH 4K,audio,USB2.0, 10GB-Tx

## Network Closet Monitoring
Item | Product Type | Product Family (Web) | Invoicing Description
WATCHDOG 100 | IT Systems | Watchdog 100 | Environmental Monitor, with temperature, humidity and dew-point sensors, one relay contact, capacity to add 8 external sensors (4 RJ12 and 4 Dry Contact/ 0-5V), US power supply
WATCHDOG 100-NPS | IT Systems | Watchdog 100 | Environmental Monitor, with temperature, humidity and dew-point sensors, one relay contact, capacity to add 8 external sensors (4 RJ12 and 4 Dry Contact/ 0-5V), NO power supply
WATCHDOG 100-P | IT Systems | Watchdog 100 | Environmental Monitor, with temperature, humidity and dew-point sensors, one relay contact, capacity to add 8 external sensors (4 RJ12 and 4 Dry Contact/ 0-5V), built-in PoE, US power supply
WATCHDOG 100-P NPS | IT Systems | Watchdog 100 | Environmental Monitor, with temperature, humidity and dew-point sensors, one relay contact, capacity to add 8 external sensors (4 RJ12 and 4 Dry Contact/ 0-5V), built-in PoE, NO power supply
WATCHDOG 100-P UN | IT Systems | Watchdog 100 | Environmental Monitor, with temperature, humidity and dew-point sensors, one relay contact, capacity to add 8 external sensors (4 RJ12 and 4 Dry Contact/ 0-5V), built-in PoE, Universal power supply
WATCHDOG 100-UN | IT Systems | Watchdog 100 | Environmental Monitor, with temperature, humidity and dew-point sensors, one relay contact, capacity to add 8 external sensors (4 RJ12 and 4 Dry Contact/ 0-5V), Universal power supply
WATCHDOG 15 | IT Systems | Watchdog 15 | Environmental Monitor, on-board temperature, humidity and dew-point sensors, capacity to add 4 additional external sensors, US power supply
WATCHDOG 15-NPS | IT Systems | Watchdog 15 | Environmental Monitor, on-board temperature, humidity and dew-point sensors, capacity to add 4 additional external sensors, NO power supply
WATCHDOG 15-P | IT Systems | Watchdog 15 | Environmental Monitor, on-board temperature, humidity and dew-point sensors, capacity to add 4 additional external sensors, built-in PoE, US power supply
WATCHDOG 15-P NPS | IT Systems | Watchdog 15 | Environmental Monitor, on-board temperature, humidity and dew-point sensors, capacity to add 4 additional external sensors, built-in PoE, NO power supply
WATCHDOG 15-P UN | IT Systems | Watchdog 15 | Environmental Monitor, on-board temperature, humidity and dew-point sensors, capacity to add 4 additional external sensors, built-in PoE, Universal power supply
WATCHDOG 15-UN | IT Systems | Watchdog 15 | Environmental Monitor, on-board temperature, humidity and dew-point sensors, capacity to add 4 additional external sensors, Universal power supply
A2D-10 | IT Systems | Vertiv™ Geist™ Analog-to-Digital Converter | Analog to digital converter providing the ability to connect a dry contact or 0-10V sensor to an RJ12 sensor port. Includes a 10ft / 3m cable.
A2D-50 | IT Systems | Vertiv™ Geist™ Analog-to-Digital Converter | Analog to digital converter providing the ability to connect a dry contact or 0-10V sensor to an RJ12 sensor port. Includes a 50ft / 15.2m cable.
FS-100 | IT Systems | Vertiv™ Geist™ Flood Sensor | 0-5VDC conductivity based flood sensor used to detect the presence of water. Includes a 100ft / 30.4m cable.
FS-15 | IT Systems | Vertiv™ Geist™ Flood Sensor | 0-5VDC conductivity based flood sensor used to detect the presence of water. Includes a 15ft / 4.5m cable.
GT3HD | IT Systems | GT3HD Vertiv™ Geist™ Environmental Sensor | Temperature, humidity, and dew point sensor with dual inputs for included 3ft / .9m and 6ft / 1.8m temperature sensors for monitoring top, middle, and bottom of a rack/cabinet. Includes 10ft / 3.1m cable.
GT3HD-50 | IT Systems | GT3HD Vertiv™ Geist™ Environmental Sensor | Temperature, humidity, and dew point sensor with dual inputs for included 3ft / .9m and 6ft / 1.8m temperature sensors for monitoring top, middle, and bottom of a rack/cabinet. Includes 50ft / 15.2m cable.
GTHD | IT Systems | GTHD-50 Vertiv™ Geist™ Environmental Sensor | Temperature, humidity, and dew Point sensor. Includes a supplementary input for daisy-chaining additional sensors. Includes 10ft / 3.1m cable.
GTHD-50 | IT Systems | GTHD-50 Vertiv™ Geist™ Environmental Sensor | Temperature, humidity, and dew Point sensor. Includes a supplementary input for daisy-chaining additional sensors. Includes 50ft / 15.2m cable.

## Network Cards
Item | Product Type | Product Family (Web) | Invoicing Description
IS-RELAY | Digital Ecosystem | Vertiv™ Liebert® IntelliSlot™ Unity Communications Card | Intellislot Interface Kit for Relay Contacts
IS-UNITY-DP | Digital Ecosystem | Vertiv™ Liebert® IntelliSlot™ Unity Communications Card | IntelliSlot Unity Card provides 2 selected SNMP, Modbus IP/485 and BACnet IP connections supporting Liebert APM, Liebert APS, Liebert CRV, Liebert DSE, Liebert HPC, Liebert HPM, Liebert NXC, Liebert NXL, Liebert NXR, Liebert XDC (iCOM Control), Liebert XDP (iCOM Control) iCOM Firmware PA1.04.033.STD or later supporting Liebert Challenger, Liebert CW, Liebert DS, Liebert Deluxe System/3, Liebert PeX
IS-UNITY-SNMP | Digital Ecosystem | Vertiv™ Liebert® IntelliSlot™ Unity Communications Card | NETWORK INTERFACE CARD
RDU101 | Digital Ecosystem | Vertiv™ Liebert® IntelliSlot™ RDU101 Communications Card | SNMP/Webcard for communications with environmental sensor support
RMK-103 | Digital Ecosystem | Vertiv™ Liebert® IntelliSlot™ Unity Communications Card | Optional 1U rack mounting kit for the RDU301 gateway
USB485I | Digital Ecosystem | Vertiv™ Liebert® IntelliSlot™ Unity Communications Card | USB to RS-485 adapter. RDU101 Modbus/RTU and BACNet/MSTP support